## Attic,Ceiling
No | XM8 CODE | Group | Sub group | Item | Level 1 | Level 2 | Level3 | Level 4 | Level 5 | Level 6 | Level 7 | Level 8 | Level 9
1 |  | Interior | Ceiling | Clean- Seal- anti-microbial | Level 1: Clean; Level 2: Ceiling Joists; Level3: Light; Level 4: Sq ft
2 |  | Interior | Ceiling | Clean- Seal- anti-microbial | Level 1: Clean; Level 2: Ceiling Joists; Level3: Heavy; Level 4: Sq ft
3 |  | Interior | Ceiling | Clean- Seal- anti-microbial | Level 1: Clean; Level 2: Finished ceiling; Level3: Light; Level 4: Sq ft
4 |  | Interior | Ceiling | Clean- Seal- anti-microbial | Level 1: Clean; Level 2: Finished ceiling; Level3: Heavy; Level 4: Sq ft
5 |  | Interior | Ceiling | Clean- Seal- anti-microbial | Level 1: Seal; Level 2: Sq ft
6 |  | Interior | Ceiling | Clean- Seal- anti-microbial | Level 1: anti-microbial; Level 2: Sq ft
7 |  | Interior | Ceiling | Paint | Level 1: Mask and protect needed; Level 2: Walls; Level3: Linear ft
8 |  | Interior | Ceiling | Paint | Level 1: Mask and protect needed; Level 2: Floor; Level3: Sq ft
9 |  | Interior | Ceiling | Paint | Level 1: Drywall; Level 2: Prime; Level3: Sq ft
10 |  | Interior | Ceiling | Paint | Level 1: Drywall; Level 2: Paint; Level3: Sq ft
11 |  | Interior | Ceiling | Paint | Level 1: Plaster; Level 2: Prime; Level3: Sq ft
12 |  | Interior | Ceiling | Paint | Level 1: Plaster; Level 2: Paint; Level3: Sq ft
13 |  | Interior | Ceiling | Paint | Level 1: Paneling; Level 2: Prime; Level3: Sq ft
14 |  | Interior | Ceiling | Paint | Level 1: Paneling; Level 2: Paint; Level3: Sq ft
15 |  | Interior | Ceiling | Paint | Level 1: Trim; Level 2: Prime; Level3: Linear footage
16 |  | Interior | Ceiling | Paint | Level 1: Trim; Level 2: Paint; Level3: Linear footage
17 |  | Interior | Ceiling | Drywall | Level 1: Clean; Level 2: Light; Level3: Sq ft
18 |  | Interior | Ceiling | Drywall | Level 1: Clean; Level 2: Heavy; Level3: Sq ft
19 |  | Interior | Ceiling | Drywall | Level 1: Repair; Level 2: Mask and protect needed; Level3: Wall; Level 4: Linear footage
20 |  | Interior | Ceiling | Drywall | Level 1: Repair; Level 2: Mask and protect needed; Level3: Floor; Level 4: Sq ft
21 |  | Interior | Ceiling | Drywall | Level 1: Repair; Level 2: Drywall patch; Level3: Quantity
22 |  | Interior | Ceiling | Drywall | Level 1: Repair; Level 2: Scrape Acoustic texture; Level3: Sq ft
23 |  | Interior | Ceiling | Drywall | Level 1: Repair; Level 2: Texture; Level3: Acoustic; Level 4: Sq ft
24 |  | Interior | Ceiling | Drywall | Level 1: Repair; Level 2: Texture; Level3: Machine; Level 4: Sq ft
25 |  | Interior | Ceiling | Drywall | Level 1: Repair; Level 2: Texture; Level3: light hand texture; Level 4: Sq ft
26 |  | Interior | Ceiling | Drywall | Level 1: Repair; Level 2: Texture; Level3: heavy hand texture; Level 4: Sq ft
27 |  | Interior | Ceiling | Drywall | Level 1: Repair; Level 2: Tape Joint repair; Level3: Linear footage
28 |  | Interior | Ceiling | Drywall | Level 1: Replace; Level 2: Mask and protect needed; Level3: Wall; Level 4: Linear footage
29 |  | Interior | Ceiling | Drywall | Level 1: Replace; Level 2: Mask and protect needed; Level3: Floor; Level 4: Sq ft
30 |  | Interior | Ceiling | Drywall | Level 1: Replace; Level 2: acoustic texture; Level3: Ceiling Overall Sq Ft
31 |  | Interior | Ceiling | Drywall | Level 1: Replace; Level 2: acoustic texture; Level3: Sq Ft of drywall removed
32 |  | Interior | Ceiling | Drywall | Level 1: Replace; Level 2: Texture; Level3: Acoustic; Level 4: Sq ft
33 |  | Interior | Ceiling | Drywall | Level 1: Replace; Level 2: Texture; Level3: Machine; Level 4: Sq ft
34 |  | Interior | Ceiling | Drywall | Level 1: Replace; Level 2: Texture; Level3: light hand texture; Level 4: Sq ft
35 |  | Interior | Ceiling | Drywall | Level 1: Replace; Level 2: Texture; Level3: heavy hand texture; Level 4: Sq ft
36 |  | Interior | Ceiling | Drywall | Level 1: Replace; Level 2: Add paint; Level3: Sq ft of ceiling
37 |  | Interior | Ceiling | Plaster | Level 1: Clean; Level 2: Light; Level3: Sq ft
38 |  | Interior | Ceiling | Plaster | Level 1: Clean; Level 2: Heavy; Level3: Sq ft
39 |  | Interior | Ceiling | Plaster | Level 1: Repair; Level 2: Mask and protect needed; Level3: Wall; Level 4: Linear footage
40 |  | Interior | Ceiling | Plaster | Level 1: Repair; Level 2: Mask and protect needed; Level3: Floor; Level 4: Sq ft
41 |  | Interior | Ceiling | Plaster | Level 1: Repair; Level 2: Thin Coat plaster (no Lath); Level3: Sq ft
42 |  | Interior | Ceiling | Plaster | Level 1: Repair; Level 2: 2 coat plaster over metal lath; Level3: Sq ft
43 |  | Interior | Ceiling | Plaster | Level 1: Replace; Level 2: Mask and protect needed; Level3: Wall; Level 4: Linear footage
44 |  | Interior | Ceiling | Plaster | Level 1: Replace; Level 2: Mask and protect needed; Level3: Floor; Level 4: Sq ft
45 |  | Interior | Ceiling | Plaster | Level 1: Replace; Level 2: Add paint; Level3: Sq ft of ceiling
46 |  | Interior | Ceiling | Plaster | Level 1: Replace; Level 2: coating only; Level3: Thin coat; Level 4: Sq ft
47 |  | Interior | Ceiling | Plaster | Level 1: Replace; Level 2: coating only; Level3: 2 coat; Level 4: Sq ft
48 |  | Interior | Ceiling | Plaster | Level 1: Replace; Level 2: coating only; Level3: 3 coat; Level 4: Sq ft
49 |  | Interior | Ceiling | Plaster | Level 1: Replace; Level 2: over metal lath; Level3: Thin coat; Level 4: Sq ft
50 |  | Interior | Ceiling | Plaster | Level 1: Replace; Level 2: over metal lath; Level3: 2 coat; Level 4: Sq ft
51 |  | Interior | Ceiling | Plaster | Level 1: Replace; Level 2: over metal lath; Level3: 3 coat; Level 4: Sq ft
52 |  | Interior | Ceiling | Plaster | Level 1: Replace; Level 2: over gypsum blue board; Level3: ½”; Level 4: Thin coat; Level 5: Sq ft
53 |  | Interior | Ceiling | Plaster | Level 1: Replace; Level 2: over gypsum blue board; Level3: ½”; Level 4: 2 coat; Level 5: Sq ft
54 |  | Interior | Ceiling | Plaster | Level 1: Replace; Level 2: over gypsum blue board; Level3: ½”; Level 4: 3 coat; Level 5: Sq ft
55 |  | Interior | Ceiling | Plaster | Level 1: Replace; Level 2: over gypsum blue board; Level3: 5/8”; Level 4: Thin coat; Level 5: Sq ft
56 |  | Interior | Ceiling | Plaster | Level 1: Replace; Level 2: over gypsum blue board; Level3: 5/8”; Level 4: 2 coat; Level 5: Sq ft
57 |  | Interior | Ceiling | Plaster | Level 1: Replace; Level 2: over gypsum blue board; Level3: 5/8”; Level 4: 3 coat; Level 5: Sq ft
58 |  | Interior | Ceiling | Crown molding | Level 1: Clean; Level 2: Light; Level3: Sq ft
59 |  | Interior | Ceiling | Crown molding | Level 1: Clean; Level 2: Heavy; Level3: Sq ft
60 |  | Interior | Ceiling | Crown molding | Level 1: Detach & Reset; Level 2: Linear footage
61 |  | Interior | Ceiling | Crown molding | Level 1: Detach & Reset; Level 2: Paint; Level3: Linear footage
62 |  | Interior | Ceiling | Crown molding | Level 1: Detach & Reset; Level 2: Stain; Level3: Linear footage
63 |  | Interior | Ceiling | Crown molding | Level 1: Replace; Level 2: Linear footage
64 |  | Interior | Ceiling | Crown molding | Level 1: Replace; Level 2: 1 Piece; Level3: MDF; Level 4: 2-1/4”
65 |  | Interior | Ceiling | Crown molding | Level 1: Replace; Level 2: 1 Piece; Level3: MDF; Level 4: 3-1/4”
66 |  | Interior | Ceiling | Crown molding | Level 1: Replace; Level 2: 1 Piece; Level3: MDF; Level 4: 4-1/4”
67 |  | Interior | Ceiling | Crown molding | Level 1: Replace; Level 2: 1 Piece; Level3: MDF; Level 4: 5-1/4”
68 |  | Interior | Ceiling | Crown molding | Level 1: Replace; Level 2: 1 Piece; Level3: MDF; Level 4: 5-3/8”-6”
69 |  | Interior | Ceiling | Crown molding | Level 1: Replace; Level 2: 1 Piece; Level3: MDF; Level 4: 6-1/8”-7”
70 |  | Interior | Ceiling | Crown molding | Level 1: Replace; Level 2: 1 Piece; Level3: Pine(finger joint); Level 4: 2-1/4”
71 |  | Interior | Ceiling | Crown molding | Level 1: Replace; Level 2: 1 Piece; Level3: Pine(finger joint); Level 4: 3-1/4”
72 |  | Interior | Ceiling | Crown molding | Level 1: Replace; Level 2: 1 Piece; Level3: Pine(finger joint); Level 4: 4-1/4”
73 |  | Interior | Ceiling | Crown molding | Level 1: Replace; Level 2: 1 Piece; Level3: Pine(finger joint); Level 4: 5-1/4”
74 |  | Interior | Ceiling | Crown molding | Level 1: Replace; Level 2: 1 Piece; Level3: Pine(finger joint); Level 4: 5-3/8”-6”
75 |  | Interior | Ceiling | Crown molding | Level 1: Replace; Level 2: 1 Piece; Level3: Pine(finger joint); Level 4: 6-1/8”-7”
76 |  | Interior | Ceiling | Crown molding | Level 1: Replace; Level 2: 1 Piece; Level3: Hardwood; Level 4: 2-1/4”
77 |  | Interior | Ceiling | Crown molding | Level 1: Replace; Level 2: 1 Piece; Level3: Hardwood; Level 4: 3-1/4”
78 |  | Interior | Ceiling | Crown molding | Level 1: Replace; Level 2: 1 Piece; Level3: Hardwood; Level 4: 4-1/4”
79 |  | Interior | Ceiling | Crown molding | Level 1: Replace; Level 2: 1 Piece; Level3: Hardwood; Level 4: 5-1/4”
80 |  | Interior | Ceiling | Crown molding | Level 1: Replace; Level 2: 1 Piece; Level3: Hardwood; Level 4: 5-3/8”-6”
81 |  | Interior | Ceiling | Crown molding | Level 1: Replace; Level 2: 1 Piece; Level3: Hardwood; Level 4: 6-1/8”-7”
82 |  | Interior | Ceiling | Crown molding | Level 1: Replace; Level 2: 2 piece; Level3: MDF; Level 4: 2-1/4”
83 |  | Interior | Ceiling | Crown molding | Level 1: Replace; Level 2: 2 piece; Level3: MDF; Level 4: 3-1/4”
84 |  | Interior | Ceiling | Crown molding | Level 1: Replace; Level 2: 2 piece; Level3: MDF; Level 4: 4-1/4”
85 |  | Interior | Ceiling | Crown molding | Level 1: Replace; Level 2: 2 piece; Level3: MDF; Level 4: 5-1/4”
86 |  | Interior | Ceiling | Crown molding | Level 1: Replace; Level 2: 2 piece; Level3: MDF; Level 4: 5-3/8”-6”
87 |  | Interior | Ceiling | Crown molding | Level 1: Replace; Level 2: 2 piece; Level3: MDF; Level 4: 6-1/8”-7”
88 |  | Interior | Ceiling | Crown molding | Level 1: Replace; Level 2: 2 piece; Level3: Pine(finger joint); Level 4: 2-1/4”
89 |  | Interior | Ceiling | Crown molding | Level 1: Replace; Level 2: 2 piece; Level3: Pine(finger joint); Level 4: 3-1/4”
90 |  | Interior | Ceiling | Crown molding | Level 1: Replace; Level 2: 2 piece; Level3: Pine(finger joint); Level 4: 4-1/4”
91 |  | Interior | Ceiling | Crown molding | Level 1: Replace; Level 2: 2 piece; Level3: Pine(finger joint); Level 4: 5-1/4”
92 |  | Interior | Ceiling | Crown molding | Level 1: Replace; Level 2: 2 piece; Level3: Pine(finger joint); Level 4: 5-3/8”-6”
93 |  | Interior | Ceiling | Crown molding | Level 1: Replace; Level 2: 2 piece; Level3: Pine(finger joint); Level 4: 6-1/8”-7”
94 |  | Interior | Ceiling | Crown molding | Level 1: Replace; Level 2: 2 piece; Level3: Hardwood; Level 4: 2-1/4”
95 |  | Interior | Ceiling | Crown molding | Level 1: Replace; Level 2: 2 piece; Level3: Hardwood; Level 4: 3-1/4”
96 |  | Interior | Ceiling | Crown molding | Level 1: Replace; Level 2: 2 piece; Level3: Hardwood; Level 4: 4-1/4”
97 |  | Interior | Ceiling | Crown molding | Level 1: Replace; Level 2: 2 piece; Level3: Hardwood; Level 4: 5-1/4”
98 |  | Interior | Ceiling | Crown molding | Level 1: Replace; Level 2: 2 piece; Level3: Hardwood; Level 4: 5-3/8”-6”
99 |  | Interior | Ceiling | Crown molding | Level 1: Replace; Level 2: 2 piece; Level3: Hardwood; Level 4: 6-1/8”-7”
100 |  | Interior | Ceiling | Crown molding | Level 1: Replace; Level 2: 3 piece; Level3: MDF; Level 4: 2-1/4”
101 |  | Interior | Ceiling | Crown molding | Level 1: Replace; Level 2: 3 piece; Level3: MDF; Level 4: 3-1/4”
102 |  | Interior | Ceiling | Crown molding | Level 1: Replace; Level 2: 3 piece; Level3: MDF; Level 4: 4-1/4”
103 |  | Interior | Ceiling | Crown molding | Level 1: Replace; Level 2: 3 piece; Level3: MDF; Level 4: 5-1/4”
104 |  | Interior | Ceiling | Crown molding | Level 1: Replace; Level 2: 3 piece; Level3: MDF; Level 4: 5-3/8”-6”
105 |  | Interior | Ceiling | Crown molding | Level 1: Replace; Level 2: 3 piece; Level3: MDF; Level 4: 6-1/8”-7”
106 |  | Interior | Ceiling | Crown molding | Level 1: Replace; Level 2: 3 piece; Level3: Pine(finger joint); Level 4: 2-1/4”
107 |  | Interior | Ceiling | Crown molding | Level 1: Replace; Level 2: 3 piece; Level3: Pine(finger joint); Level 4: 3-1/4”
108 |  | Interior | Ceiling | Crown molding | Level 1: Replace; Level 2: 3 piece; Level3: Pine(finger joint); Level 4: 4-1/4”
109 |  | Interior | Ceiling | Crown molding | Level 1: Replace; Level 2: 3 piece; Level3: Pine(finger joint); Level 4: 5-1/4”
110 |  | Interior | Ceiling | Crown molding | Level 1: Replace; Level 2: 3 piece; Level3: Pine(finger joint); Level 4: 5-3/8”-6”
111 |  | Interior | Ceiling | Crown molding | Level 1: Replace; Level 2: 3 piece; Level3: Pine(finger joint); Level 4: 6-1/8”-7”
112 |  | Interior | Ceiling | Crown molding | Level 1: Replace; Level 2: 3 piece; Level3: Hardwood; Level 4: 2-1/4”
113 |  | Interior | Ceiling | Crown molding | Level 1: Replace; Level 2: 3 piece; Level3: Hardwood; Level 4: 3-1/4”
114 |  | Interior | Ceiling | Crown molding | Level 1: Replace; Level 2: 3 piece; Level3: Hardwood; Level 4: 4-1/4”
115 |  | Interior | Ceiling | Crown molding | Level 1: Replace; Level 2: 3 piece; Level3: Hardwood; Level 4: 5-1/4”
116 |  | Interior | Ceiling | Crown molding | Level 1: Replace; Level 2: 3 piece; Level3: Hardwood; Level 4: 5-3/8”-6”
117 |  | Interior | Ceiling | Crown molding | Level 1: Replace; Level 2: 3 piece; Level3: Hardwood; Level 4: 6-1/8”-7”
118 |  | Interior | Ceiling | Electrical - Lighting | Level 1: Clean; Level 2: Light; Level3: Light Bar; Level 4: Small; Level 5: Quantity
119 |  | Interior | Ceiling | Electrical - Lighting | Level 1: Clean; Level 2: Light; Level3: Light Bar; Level 4: large; Level 5: Quantity
120 |  | Interior | Ceiling | Electrical - Lighting | Level 1: Clean; Level 2: Light; Level3: Chandelier; Level 4: Standard; Level 5: Quantity
121 |  | Interior | Ceiling | Electrical - Lighting | Level 1: Clean; Level 2: Light; Level3: Chandelier; Level 4: Above avg detail; Level 5: Quantity
122 |  | Interior | Ceiling | Electrical - Lighting | Level 1: Clean; Level 2: Light; Level3: Chandelier; Level 4: with Crystal; Level 5: Quantity
123 |  | Interior | Ceiling | Electrical - Lighting | Level 1: Clean; Level 2: Light; Level3: flush mount; Level 4: Small; Level 5: Quantity
124 |  | Interior | Ceiling | Electrical - Lighting | Level 1: Clean; Level 2: Light; Level3: flush mount; Level 4: large; Level 5: Quantity
125 |  | Interior | Ceiling | Electrical - Lighting | Level 1: Clean; Level 2: Light; Level3: Pendant; Level 4: Small; Level 5: Quantity
126 |  | Interior | Ceiling | Electrical - Lighting | Level 1: Clean; Level 2: Light; Level3: Pendant; Level 4: large; Level 5: Quantity
127 |  | Interior | Ceiling | Electrical - Lighting | Level 1: Clean; Level 2: Light; Level3: Semi flush; Level 4: Small; Level 5: Quantity
128 |  | Interior | Ceiling | Electrical - Lighting | Level 1: Clean; Level 2: Light; Level3: Semi flush; Level 4: large; Level 5: Quantity
129 |  | Interior | Ceiling | Electrical - Lighting | Level 1: Clean; Level 2: Light; Level3: Florescent; Level 4: Small; Level 5: Quantity
130 |  | Interior | Ceiling | Electrical - Lighting | Level 1: Clean; Level 2: Light; Level3: Florescent; Level 4: large; Level 5: Quantity
131 |  | Interior | Ceiling | Electrical - Lighting | Level 1: Clean; Level 2: Heavy; Level3: Light Bar; Level 4: Small; Level 5: Quantity
132 |  | Interior | Ceiling | Electrical - Lighting | Level 1: Clean; Level 2: Heavy; Level3: Light Bar; Level 4: large; Level 5: Quantity
133 |  | Interior | Ceiling | Electrical - Lighting | Level 1: Clean; Level 2: Heavy; Level3: Chandelier; Level 4: Standard; Level 5: Quantity
134 |  | Interior | Ceiling | Electrical - Lighting | Level 1: Clean; Level 2: Heavy; Level3: Chandelier; Level 4: Above avg detail; Level 5: Quantity
135 |  | Interior | Ceiling | Electrical - Lighting | Level 1: Clean; Level 2: Heavy; Level3: Chandelier; Level 4: with Crystal; Level 5: Quantity
136 |  | Interior | Ceiling | Electrical - Lighting | Level 1: Clean; Level 2: Heavy; Level3: flush mount; Level 4: Small; Level 5: Quantity
137 |  | Interior | Ceiling | Electrical - Lighting | Level 1: Clean; Level 2: Heavy; Level3: flush mount; Level 4: large; Level 5: Quantity
138 |  | Interior | Ceiling | Electrical - Lighting | Level 1: Clean; Level 2: Heavy; Level3: Pendant; Level 4: Small; Level 5: Quantity
139 |  | Interior | Ceiling | Electrical - Lighting | Level 1: Clean; Level 2: Heavy; Level3: Pendant; Level 4: large; Level 5: Quantity
140 |  | Interior | Ceiling | Electrical - Lighting | Level 1: Clean; Level 2: Heavy; Level3: Semi flush; Level 4: Small; Level 5: Quantity
141 |  | Interior | Ceiling | Electrical - Lighting | Level 1: Clean; Level 2: Heavy; Level3: Semi flush; Level 4: large; Level 5: Quantity
142 |  | Interior | Ceiling | Electrical - Lighting | Level 1: Clean; Level 2: Heavy; Level3: Florescent; Level 4: Small; Level 5: Quantity
143 |  | Interior | Ceiling | Electrical - Lighting | Level 1: Clean; Level 2: Heavy; Level3: Florescent; Level 4: large; Level 5: Quantity
144 |  | Interior | Ceiling | Electrical - Lighting | Level 1: Detach & Reset; Level 2: Florescent; Level3: 2’&4’; Level 4: Quantity
145 |  | Interior | Ceiling | Electrical - Lighting | Level 1: Detach & Reset; Level 2: Florescent; Level3: 6’&8; Level 4: Quantity
146 |  | Interior | Ceiling | Electrical - Lighting | Level 1: Detach & Reset; Level 2: chandelier; Level3: Quantity
147 |  | Interior | Ceiling | Electrical - Lighting | Level 1: Detach & Reset; Level 2: recessed can; Level3: Quantity
148 |  | Interior | Ceiling | Electrical - Lighting | Level 1: Detach & Reset; Level 2: light fixture; Level3: standard; Level 4: Quantity
149 |  | Interior | Ceiling | Electrical - Lighting | Level 1: Detach & Reset; Level 2: light fixture; Level3: large; Level 4: Quantity
150 |  | Interior | Ceiling | Electrical - Lighting | Level 1: Detach & Reset; Level 2: light fixture; Level3: Extra large; Level 4: Quantity
151 |  | Interior | Ceiling | Electrical - Lighting | Level 1: Detach & Reset; Level 2: track lighting; Level3: Quantity
152 |  | Interior | Ceiling | Electrical - Lighting | Level 1: Replace; Level 2: Florescent; Level3: Light fixture; Level 4: Standard; Level 5: Quantity
153 |  | Interior | Ceiling | Electrical - Lighting | Level 1: Replace; Level 2: Florescent; Level3: Light fixture; Level 4: High
154 |  | Interior | Ceiling | Electrical - Lighting | Level 1: Replace; Level 2: Florescent; Level3: Light fixture; Level 4: Premium
155 |  | Interior | Ceiling | Electrical - Lighting | Replace | Florescent | Strip light | 1 tube | 2' | Quantity
156 |  | Interior | Ceiling | Electrical - Lighting | Replace | Florescent | Strip light | 1 tube | 4' | Quantity
157 |  | Interior | Ceiling | Electrical - Lighting | Replace | Florescent | Strip light | 1 tube | 6' | Quantity
158 |  | Interior | Ceiling | Electrical - Lighting | Replace | Florescent | Strip light | 1 tube | 8' | Quantity
159 |  | Interior | Ceiling | Electrical - Lighting | Replace | Florescent | Strip light | 2 tube | 2' | Quantity
160 |  | Interior | Ceiling | Electrical - Lighting | Replace | Florescent | Strip light | 2 tube | 4' | Quantity
161 |  | Interior | Ceiling | Electrical - Lighting | Replace | Florescent | Strip light | 2 tube | 6' | Quantity
162 |  | Interior | Ceiling | Electrical - Lighting | Replace | Florescent | Strip light | 2 tube | 8' | Quantity
163 |  | Interior | Ceiling | Electrical - Lighting | Replace | Florescent | Strip light | 4 tube | 2' | Quantity
164 |  | Interior | Ceiling | Electrical - Lighting | Replace | Florescent | Strip light | 4 tube | 4' | Quantity
165 |  | Interior | Ceiling | Electrical - Lighting | Replace | Florescent | Strip light | 4 tube | 6' | Quantity
166 |  | Interior | Ceiling | Electrical - Lighting | Replace | Florescent | Strip light | 4 tube | 8' | Quantity
167 |  | Interior | Ceiling | Electrical - Lighting | Replace | Florescent | fixture with lens | 1 tube | 2' | Quantity
168 |  | Interior | Ceiling | Electrical - Lighting | Replace | Florescent | fixture with lens | 1 tube | 4' | Quantity
169 |  | Interior | Ceiling | Electrical - Lighting | Replace | Florescent | fixture with lens | 1 tube | 6' | Quantity
170 |  | Interior | Ceiling | Electrical - Lighting | Replace | Florescent | fixture with lens | 1 tube | 8' | Quantity
171 |  | Interior | Ceiling | Electrical - Lighting | Replace | Florescent | fixture with lens | 2 tube | 2' | Quantity
172 |  | Interior | Ceiling | Electrical - Lighting | Replace | Florescent | fixture with lens | 2 tube | 4' | Quantity
173 |  | Interior | Ceiling | Electrical - Lighting | Replace | Florescent | fixture with lens | 2 tube | 6' | Quantity
174 |  | Interior | Ceiling | Electrical - Lighting | Replace | Florescent | fixture with lens | 2 tube | 8' | Quantity
175 |  | Interior | Ceiling | Electrical - Lighting | Replace | Florescent | fixture with lens | 4 tube | 2' | Quantity
176 |  | Interior | Ceiling | Electrical - Lighting | Replace | Florescent | fixture with lens | 4 tube | 4' | Quantity
177 |  | Interior | Ceiling | Electrical - Lighting | Replace | Florescent | fixture with lens | 4 tube | 6' | Quantity
178 |  | Interior | Ceiling | Electrical - Lighting | Replace | Florescent | fixture with lens | 4 tube | 8' | Quantity
179 |  | Interior | Ceiling | Electrical - Lighting | Replace | Florescent | acoustic grid fixture | Standard | 2 | Quantity
180 |  | Interior | Ceiling | Electrical - Lighting | Replace | Florescent | acoustic grid fixture | Standard | 4 | Quantity
181 |  | Interior | Ceiling | Electrical - Lighting | Replace | Florescent | acoustic grid fixture | High | 2 | Quantity
182 |  | Interior | Ceiling | Electrical - Lighting | Replace | Florescent | acoustic grid fixture | High | 4 | Quantity
183 |  | Interior | Ceiling | Electrical - Lighting | Level 1: Replace; Level 2: Florescent; Level3: Light lens only; Level 4: Quantity
184 |  | Interior | Ceiling | Electrical - Lighting | Replace | Hanging fixtures | Chandelier | Wrought Iron | 48”-60” | Quantity
185 |  | Interior | Ceiling | Electrical - Lighting | Replace | Hanging fixtures | Chandelier | Wrought Iron | 60”-80” | Quantity
186 |  | Interior | Ceiling | Electrical - Lighting | Replace | Hanging fixtures | Chandelier | Wrought Iron | 80”+ | Quantity
187 |  | Interior | Ceiling | Electrical - Lighting | Replace | Hanging fixtures | Chandelier | Crystal | Standard | regular | Quantity
188 |  | Interior | Ceiling | Electrical - Lighting | Replace | Hanging fixtures | Chandelier | Crystal | Standard | oversized | Quantity
189 |  | Interior | Ceiling | Electrical - Lighting | Replace | Hanging fixtures | Chandelier | Crystal | High | regular | Quantity
190 |  | Interior | Ceiling | Electrical - Lighting | Replace | Hanging fixtures | Chandelier | Crystal | High | oversized | Quantity
191 |  | Interior | Ceiling | Electrical - Lighting | Replace | Hanging fixtures | Chandelier | Crystal | Premium | regular | Quantity
192 |  | Interior | Ceiling | Electrical - Lighting | Replace | Hanging fixtures | Chandelier | Crystal | Premium | oversized | Quantity
193 |  | Interior | Ceiling | Electrical - Lighting | Replace | Hanging fixtures | Chandelier | Natural antlers | Deer | 18”-30” | Quantity
194 |  | Interior | Ceiling | Electrical - Lighting | Replace | Hanging fixtures | Chandelier | Natural antlers | Deer | 30-48” | Quantity
195 |  | Interior | Ceiling | Electrical - Lighting | Replace | Hanging fixtures | Chandelier | Natural antlers | Deer | 48-60” | Quantity
196 |  | Interior | Ceiling | Electrical - Lighting | Replace | Hanging fixtures | Chandelier | Natural antlers | Elk-moose | 18”-30” | Quantity
197 |  | Interior | Ceiling | Electrical - Lighting | Replace | Hanging fixtures | Chandelier | Natural antlers | Elk-moose | 30-48” | Quantity
198 |  | Interior | Ceiling | Electrical - Lighting | Replace | Hanging fixtures | Chandelier | Natural antlers | Elk-moose | 48-60” | Quantity
199 |  | Interior | Ceiling | Electrical - Lighting | Replace | Hanging fixtures | Chandelier | reproduced antlers | Deer | 18”-30” | Quantity
200 |  | Interior | Ceiling | Electrical - Lighting | Replace | Hanging fixtures | Chandelier | reproduced antlers | Deer | 30-48” | Quantity
201 |  | Interior | Ceiling | Electrical - Lighting | Replace | Hanging fixtures | Chandelier | reproduced antlers | Deer | 48-60” | Quantity
202 |  | Interior | Ceiling | Electrical - Lighting | Replace | Hanging fixtures | Chandelier | reproduced antlers | Elk-moose | 18”-30” | Quantity
203 |  | Interior | Ceiling | Electrical - Lighting | Replace | Hanging fixtures | Chandelier | reproduced antlers | Elk-moose | 30-48” | Quantity
204 |  | Interior | Ceiling | Electrical - Lighting | Replace | Hanging fixtures | Chandelier | reproduced antlers | Elk-moose | 48-60” | Quantity
205 |  | Interior | Ceiling | Electrical - Lighting | Replace | Hanging fixtures | Chandelier | Generic | Standard | regular | Quantity
206 |  | Interior | Ceiling | Electrical - Lighting | Replace | Hanging fixtures | Chandelier | Generic | Standard | oversized | Quantity
207 |  | Interior | Ceiling | Electrical - Lighting | Replace | Hanging fixtures | Chandelier | Generic | High | regular | Quantity
208 |  | Interior | Ceiling | Electrical - Lighting | Replace | Hanging fixtures | Chandelier | Generic | High | oversized | Quantity
209 |  | Interior | Ceiling | Electrical - Lighting | Replace | Hanging fixtures | Chandelier | Generic | Premium | regular | Quantity
210 |  | Interior | Ceiling | Electrical - Lighting | Replace | Hanging fixtures | Chandelier | Generic | Premium | oversized | Quantity
211 |  | Interior | Ceiling | Electrical - Lighting | Level 1: Replace; Level 2: Hanging fixtures; Level3: Single Light; Level 4: Standard; Level 5: Quantity
212 |  | Interior | Ceiling | Electrical - Lighting | Level 1: Replace; Level 2: Hanging fixtures; Level3: Single Light; Level 4: High; Level 5: Quantity
213 |  | Interior | Ceiling | Electrical - Lighting | Level 1: Replace; Level 2: Hanging fixtures; Level3: Single Light; Level 4: Premium; Level 5: Quantity
214 |  | Interior | Ceiling | Electrical - Lighting | Level 1: Replace; Level 2: Hanging fixtures; Level3: Double Light; Level 4: Standard; Level 5: Quantity
215 |  | Interior | Ceiling | Electrical - Lighting | Level 1: Replace; Level 2: Hanging fixtures; Level3: Double Light; Level 4: High; Level 5: Quantity
216 |  | Interior | Ceiling | Electrical - Lighting | Level 1: Replace; Level 2: Hanging fixtures; Level3: Double Light; Level 4: Premium; Level 5: Quantity
217 |  | Interior | Ceiling | Electrical - Lighting | Level 1: Replace; Level 2: recessed; Level3: Standard; Level 4: Quantity
218 |  | Interior | Ceiling | Electrical - Lighting | Level 1: Replace; Level 2: recessed; Level3: High; Level 4: Quantity
219 |  | Interior | Ceiling | Electrical - Lighting | Level 1: Replace; Level 2: recessed; Level3: Premium; Level 4: Quantity
220 |  | Interior | Ceiling | Electrical - Lighting | Level 1: Replace; Level 2: flush mount; Level3: Fixture; Level 4: Standard; Level 5: Quantity
221 |  | Interior | Ceiling | Electrical - Lighting | Level 1: Replace; Level 2: flush mount; Level3: Fixture; Level 4: High; Level 5: Quantity
222 |  | Interior | Ceiling | Electrical - Lighting | Level 1: Replace; Level 2: flush mount; Level3: Fixture; Level 4: Premium; Level 5: Quantity
223 |  | Interior | Ceiling | Electrical - Lighting | Replace | flush mount | Cover only | Small | Standard | Quantity
224 |  | Interior | Ceiling | Electrical - Lighting | Replace | flush mount | Cover only | Small | High | Quantity
225 |  | Interior | Ceiling | Electrical - Lighting | Replace | flush mount | Cover only | Medium | Standard | Quantity
226 |  | Interior | Ceiling | Electrical - Lighting | Replace | flush mount | Cover only | Medium | High | Quantity
227 |  | Interior | Ceiling | Electrical - Lighting | Replace | flush mount | Cover only | large | Standard | Quantity
228 |  | Interior | Ceiling | Electrical - Lighting | Replace | flush mount | Cover only | large | High | Quantity
229 |  | Interior | Ceiling | Electrical - Lighting | Level 1: Replace; Level 2: Track Lighting; Level3: Fixture; Level 4: Standard; Level 5: Quantity
230 |  | Interior | Ceiling | Electrical - Lighting | Level 1: Replace; Level 2: Track Lighting; Level3: Fixture; Level 4: High; Level 5: Quantity
231 |  | Interior | Ceiling | Electrical - Lighting | Level 1: Replace; Level 2: Track Lighting; Level3: Track only; Level 4: Standard; Level 5: Quantity
232 |  | Interior | Ceiling | Electrical - Lighting | Level 1: Replace; Level 2: Track Lighting; Level3: Track only; Level 4: High; Level 5: Quantity
233 |  | Interior | Ceiling | Electrical - Fan | Level 1: Clean; Level 2: Light; Level3: With Light; Level 4: Quantity
234 |  | Interior | Ceiling | Electrical - Fan | Level 1: Clean; Level 2: Light; Level3: Without light; Level 4: Quantity
235 |  | Interior | Ceiling | Electrical - Fan | Level 1: Clean; Level 2: Heavy; Level3: With Light; Level 4: Quantity
236 |  | Interior | Ceiling | Electrical - Fan | Level 1: Clean; Level 2: Heavy; Level3: Without light; Level 4: Quantity
237 |  | Interior | Ceiling | Electrical - Fan | Level 1: Replace; Level 2: With light; Level3: Standard grade; Level 4: Quantity
238 |  | Interior | Ceiling | Electrical - Fan | Level 1: Replace; Level 2: With light; Level3: High grade; Level 4: Quantity
239 |  | Interior | Ceiling | Electrical - Fan | Level 1: Replace; Level 2: With light; Level3: Premium grade; Level 4: Quantity
240 |  | Interior | Ceiling | Electrical - Fan | Level 1: Replace; Level 2: Without Light; Level3: Standard grade; Level 4: Quantity
241 |  | Interior | Ceiling | Electrical - Fan | Level 1: Replace; Level 2: Without Light; Level3: High grade; Level 4: Quantity
242 |  | Interior | Ceiling | Electrical - Fan | Level 1: Replace; Level 2: Without Light; Level3: Premium grade; Level 4: Quantity
243 |  | Interior | Ceiling | Electrical - Fan | Level 1: Replace; Level 2: Add down rod; Level3: 18”
244 |  | Interior | Ceiling | Electrical - Fan | Level 1: Replace; Level 2: Add down rod; Level3: 19-36”
245 |  | Interior | Ceiling | Electrical - Fan | Level 1: Replace; Level 2: Add down rod; Level3: 37-72”
246 |  | Interior | Ceiling | Electrical - Outlet/Switches | Level 1: Clean; Level 2: Outlet-switch; Level3: Quantity
247 |  | Interior | Ceiling | Electrical - Outlet/Switches | Level 1: Clean; Level 2: phone-tv-speaker outlet; Level3: Quantity
248 |  | Interior | Ceiling | Electrical - Outlet/Switches | Level 1: Detach & Reset; Level 2: Outlet; Level3: Quantity
249 |  | Interior | Ceiling | Electrical - Outlet/Switches | Level 1: Detach & Reset; Level 2: Switches; Level3: Quantity
250 |  | Interior | Ceiling | Electrical - Outlet/Switches | Level 1: Replace; Level 2: Switch; Level3: Standard; Level 4: Standard; Level 5: Quantity
251 |  | Interior | Ceiling | Electrical - Outlet/Switches | Level 1: Replace; Level 2: Switch; Level3: Standard; Level 4: High; Level 5: Quantity
252 |  | Interior | Ceiling | Electrical - Outlet/Switches | Level 1: Replace; Level 2: Switch; Level3: 3 way; Level 4: Standard; Level 5: Quantity
253 |  | Interior | Ceiling | Electrical - Outlet/Switches | Level 1: Replace; Level 2: Switch; Level3: 3 way; Level 4: High; Level 5: Quantity
254 |  | Interior | Ceiling | Electrical - Outlet/Switches | Level 1: Replace; Level 2: Switch; Level3: 4 way; Level 4: Standard; Level 5: Quantity
255 |  | Interior | Ceiling | Electrical - Outlet/Switches | Level 1: Replace; Level 2: Switch; Level3: 4 way; Level 4: High; Level 5: Quantity
256 |  | Interior | Ceiling | Electrical - Outlet/Switches | Replace | Outlet | 220 | Cover only | standard | Quantity
257 |  | Interior | Ceiling | Electrical - Outlet/Switches | Level 1: Replace; Level 2: Outlet; Level3: 220; Level 5: Heavy Duty; Level 6: Quantity
258 |  | Interior | Ceiling | Electrical - Outlet/Switches | Replace | Outlet | 220 | outlet | standard | Quantity
259 |  | Interior | Ceiling | Electrical - Outlet/Switches | Level 1: Replace; Level 2: Outlet; Level3: 220; Level 5: Heavy Duty; Level 6: Quantity
260 |  | Interior | Ceiling | Electrical - Outlet/Switches | Replace | Outlet | 110 | cover only | Single | Standard | Quantity
261 |  | Interior | Ceiling | Electrical - Outlet/Switches | Replace | Outlet | 110 | cover only | Single | High | Quantity
262 |  | Interior | Ceiling | Electrical - Outlet/Switches | Replace | Outlet | 110 | cover only | Double | Standard | Quantity
263 |  | Interior | Ceiling | Electrical - Outlet/Switches | Replace | Outlet | 110 | cover only | Double | High | Quantity
264 |  | Interior | Ceiling | Electrical - Outlet/Switches | Replace | Outlet | 110 | outlet | Standard | Quantity
265 |  | Interior | Ceiling | Electrical - Outlet/Switches | Replace | Outlet | 110 | outlet | High | Quantity
266 |  | Interior | Ceiling | Electrical - Outlet/Switches | Level 1: Replace; Level 2: Dimmer; Level3: Standard; Level 4: Quantity
267 |  | Interior | Ceiling | Electrical - Outlet/Switches | Level 1: Replace; Level 2: Dimmer; Level3: High; Level 4: Quantity
268 |  | Interior | Ceiling | Electrical - Outlet/Switches | Level 1: Replace; Level 2: GFI
269 |  |  |  | Electrical - Outlet/Switches | Level 1: Replace; Level 2: Phone, tv, or speaker outlet; Level3: Quantity
270 |  | Interior | Ceiling | Electrical - Wiring | Level 1: Residential; Level 2: Overall Sq Ft (living area only); Level3: Rewire; Level 4: Sq ft
271 |  | Interior | Ceiling | Electrical - Wiring | Level 1: Residential; Level 2: Overall Sq Ft (living area only); Level3: wire; Level 4: Sq ft
272 |  | Interior | Ceiling | Electrical - Wiring | Level 1: Residential; Level 2: per box; Level3: 110 volt; Level 4: Rough in only; Level 5: Quantity
273 |  | Interior | Ceiling | Electrical - Wiring | Level 1: Residential; Level 2: per box; Level3: 110 volt; Level 4: box and outlet; Level 5: Quantity
274 |  | Interior | Ceiling | Electrical - Wiring | Level 1: Residential; Level 2: per box; Level3: 110 volt; Level 4: box and switch; Level 5: Quantity
275 |  | Interior | Ceiling | Electrical - Wiring | Level 1: Residential; Level 2: per box; Level3: 110 volt; Level 4: tamper resistant outlet; Level 5: Quantity
276 |  | Interior | Ceiling | Electrical - Wiring | Level 1: Residential; Level 2: per box; Level3: 220 volt; Level 4: Rough in only; Level 5: Quantity
277 |  | Interior | Ceiling | Electrical - Wiring | Level 1: Residential; Level 2: per box; Level3: 220 volt; Level 4: box and outlet; Level 5: Quantity
278 |  | Interior | Ceiling | Electrical - Wiring | Level 1: Residential; Level 2: wire only; Level3: 110 volt; Level 4: 12/2; Level 5: Linear footage
279 |  | Interior | Ceiling | Electrical - Wiring | Level 1: Residential; Level 2: wire only; Level3: 110 volt; Level 4: 14/2; Level 5: Linear footage
280 |  | Interior | Ceiling | Electrical - Wiring | Level 1: Residential; Level 2: wire only; Level3: 110 volt; Level 4: 14/3; Level 5: Linear footage
281 |  | Interior | Ceiling | Electrical - Wiring | Level 1: Residential; Level 2: wire only; Level3: 110 volt; Level 4: 12/3; Level 5: Linear footage
282 |  | Interior | Ceiling | Electrical - Wiring | Level 1: Residential; Level 2: wire only; Level3: 110 volt; Level 4: 12/2- Metal clad; Level 5: Linear footage
283 |  | Interior | Ceiling | Electrical - Wiring | Level 1: Residential; Level 2: wire only; Level3: 220 volt; Level 4: 6/3; Level 5: Linear footage
284 |  | Interior | Ceiling | Electrical - Wiring | Level 1: Residential; Level 2: wire only; Level3: 220 volt; Level 4: 8/3; Level 5: Linear footage
285 |  | Interior | Ceiling | Electrical - Wiring | Level 1: Residential; Level 2: wire only; Level3: 220 volt; Level 4: 10/3; Level 5: Linear footage
286 |  | Interior | Ceiling | Electrical - Wiring | Level 1: Residential; Level 2: wire only; Level3: 220 volt; Level 4: 8/3 – metal clad; Level 5: Linear footage
287 |  | Interior | Ceiling | Electrical - Wiring | Level 1: Residential; Level 2: audio Visual; Level3: rough in only; Level 4: # of rooms
288 |  | Interior | Ceiling | Electrical - Wiring | Level 1: Residential; Level 2: phone-low voltage; Level3: Standard; Level 4: Linear footage
289 |  | Interior | Ceiling | Electrical - Wiring | Level 1: Residential; Level 2: phone-low voltage; Level3: Heavy; Level 4: Linear footage
290 |  | Interior | Ceiling | Electrical - Wiring | Level 1: Commercial; Level 2: Overall Sq Ft (living area only); Level3: Rewire; Level 4: Sq ft
291 |  | Interior | Ceiling | Electrical - Wiring | Level 1: Commercial; Level 2: Overall Sq Ft (living area only); Level3: wire; Level 4: Sq ft
292 |  | Interior | Ceiling | Electrical - Wiring | Level 1: Commercial; Level 2: per box; Level3: 110 volt; Level 4: Rough in only; Level 5: Quantity
293 |  | Interior | Ceiling | Electrical - Wiring | Level 1: Commercial; Level 2: per box; Level3: 110 volt; Level 4: box and outlet; Level 5: Quantity
294 |  | Interior | Ceiling | Electrical - Wiring | Level 1: Commercial; Level 2: per box; Level3: 110 volt; Level 4: box and switch; Level 5: Quantity
295 |  | Interior | Ceiling | Electrical - Wiring | Level 1: Commercial; Level 2: per box; Level3: 110 volt; Level 4: tamper resistant outlet; Level 5: Quantity
296 |  | Interior | Ceiling | Electrical - Wiring | Level 1: Commercial; Level 2: per box; Level3: 220 volt; Level 4: Rough in only; Level 5: Quantity
297 |  | Interior | Ceiling | Electrical - Wiring | Level 1: Commercial; Level 2: per box; Level3: 220 volt; Level 4: box and outlet; Level 5: Quantity
298 |  | Interior | Ceiling | Electrical - Wiring | Level 1: Commercial; Level 2: wire only; Level3: 110 volt; Level 4: 12/2; Level 5: Linear footage
299 |  | Interior | Ceiling | Electrical - Wiring | Level 1: Commercial; Level 2: wire only; Level3: 110 volt; Level 4: 14/2; Level 5: Linear footage
300 |  | Interior | Ceiling | Electrical - Wiring | Level 1: Commercial; Level 2: wire only; Level3: 110 volt; Level 4: 14/3; Level 5: Linear footage
301 |  | Interior | Ceiling | Electrical - Wiring | Level 1: Commercial; Level 2: wire only; Level3: 110 volt; Level 4: 12/3; Level 5: Linear footage
302 |  | Interior | Ceiling | Electrical - Wiring | Level 1: Commercial; Level 2: wire only; Level3: 110 volt; Level 4: 12/2- Metal clad; Level 5: Linear footage
303 |  | Interior | Ceiling | Electrical - Wiring | Level 1: Commercial; Level 2: wire only; Level3: 220 volt; Level 4: 6/3; Level 5: Linear footage
304 |  | Interior | Ceiling | Electrical - Wiring | Level 1: Commercial; Level 2: wire only; Level3: 220 volt; Level 4: 8/3; Level 5: Linear footage
305 |  | Interior | Ceiling | Electrical - Wiring | Level 1: Commercial; Level 2: wire only; Level3: 220 volt; Level 4: 10/3; Level 5: Linear footage
306 |  | Interior | Ceiling | Electrical - Wiring | Level 1: Commercial; Level 2: wire only; Level3: 220 volt; Level 4: 8/3 – metal clad; Level 5: Linear footage
307 |  | Interior | Ceiling | Electrical - Wiring | Level 1: Commercial; Level 2: audio Visual; Level3: rough in only; Level 4: # of rooms
308 |  | Interior | Ceiling | Electrical - Wiring | Level 1: Commercial; Level 2: phone-low voltage; Level3: Standard; Level 4: Linear footage
309 |  | Interior | Ceiling | Electrical - Wiring | Level 1: Commercial; Level 2: phone-low voltage; Level3: Heavy; Level 4: Linear footage
310 |  | Interior | Ceiling | Overhead garage door opener | Level 1: Detach and reset; Level 2: Standard(light duty ½ HP Chain drive)
311 |  | Interior | Ceiling | Overhead garage door opener | Level 1: Detach and reset; Level 2: High(1/2-3/4HP Chain/belt/screw drive)
312 |  | Interior | Ceiling | Overhead garage door opener | Level 1: Detach and reset; Level 2: Premium (3/4HP belt or screw drive)
313 |  | Interior | Ceiling | Overhead garage door opener | Level 1: Replace; Level 2: Standard(light duty ½ HP Chain drive); Level3: Sensor only replacement
314 |  | Interior | Ceiling | Overhead garage door opener | Level 1: Replace; Level 2: Standard(light duty ½ HP Chain drive); Level3: Sensor only replacement; Level 4: Remote unit for Overhead door opener
315 |  | Interior | Ceiling | Overhead garage door opener | Level 1: Replace; Level 2: Standard(light duty ½ HP Chain drive); Level3: Sensor only replacement; Level 4: Remote unit for Overhead door opener; Level 5: Keyless entry pad for overhead door opener
316 |  | Interior | Ceiling | Overhead garage door opener | Level 1: Replace; Level 2: Standard(light duty ½ HP Chain drive); Level3: Sensor only replacement; Level 4: Keyless entry pad for overhead door opener
317 |  | Interior | Ceiling | Overhead garage door opener | Level 1: Replace; Level 2: Standard(light duty ½ HP Chain drive); Level3: Remote unit for Overhead door opener; Level 4: Keyless entry pad for overhead door opener
318 |  | Interior | Ceiling | Overhead garage door opener | Level 1: Replace; Level 2: Standard(light duty ½ HP Chain drive); Level3: Keyless entry pad for overhead door opener
319 |  | Interior | Ceiling | Overhead garage door opener | Level 1: Replace; Level 2: High(1/2-3/4HP Chain/belt/screw drive); Level3: Sensor only replacement
320 |  | Interior | Ceiling | Overhead garage door opener | Level 1: Replace; Level 2: High(1/2-3/4HP Chain/belt/screw drive); Level3: Sensor only replacement; Level 4: Remote unit for Overhead door opener
321 |  | Interior | Ceiling | Overhead garage door opener | Level 1: Replace; Level 2: High(1/2-3/4HP Chain/belt/screw drive); Level3: Sensor only replacement; Level 4: Remote unit for Overhead door opener; Level 5: Keyless entry pad for overhead door opener
322 |  | Interior | Ceiling | Overhead garage door opener | Level 1: Replace; Level 2: High(1/2-3/4HP Chain/belt/screw drive); Level3: Sensor only replacement; Level 4: Keyless entry pad for overhead door opener
323 |  | Interior | Ceiling | Overhead garage door opener | Level 1: Replace; Level 2: High(1/2-3/4HP Chain/belt/screw drive); Level3: Remote unit for Overhead door opener; Level 4: Keyless entry pad for overhead door opener
324 |  | Interior | Ceiling | Overhead garage door opener | Level 1: Replace; Level 2: High(1/2-3/4HP Chain/belt/screw drive); Level3: Keyless entry pad for overhead door opener
325 |  | Interior | Ceiling | Overhead garage door opener | Level 1: Replace; Level 2: Premium (3/4HP belt or screw drive); Level3: Sensor only replacement
326 |  | Interior | Ceiling | Overhead garage door opener | Level 1: Replace; Level 2: Premium (3/4HP belt or screw drive); Level3: Remote unit for Overhead door opener
327 |  | Interior | Ceiling | Overhead garage door opener | Level 1: Replace; Level 2: Premium (3/4HP belt or screw drive); Level3: Keyless entry pad for overhead door opener
328 |  | Interior | Ceiling | HVAC | Level 1: Ventilation Fans; Level 2: Detach and Reset; Level3: Fan Only; Level 4: Quantity
329 |  | Interior | Ceiling | HVAC | Level 1: Ventilation Fans; Level 2: Detach and Reset; Level3: Fan with light; Level 4: Quantity
330 |  | Interior | Ceiling | HVAC | Level 1: Ventilation Fans; Level 2: Detach and Reset; Level3: Fan, light, and heater; Level 4: Quantity
331 |  | Interior | Ceiling | HVAC | Level 1: Ventilation Fans; Level 2: Replace; Level3: Fan Only; Level 4: Standard
332 |  | Interior | Ceiling | HVAC | Level 1: Ventilation Fans; Level 2: Replace; Level3: Fan Only; Level 4: High
333 |  | Interior | Ceiling | HVAC | Level 1: Ventilation Fans; Level 2: Replace; Level3: Fan Only; Level 4: Premium
334 |  | Interior | Ceiling | HVAC | Level 1: Ventilation Fans; Level 2: Replace; Level3: Fan with light; Level 4: Standard
335 |  | Interior | Ceiling | HVAC | Level 1: Ventilation Fans; Level 2: Replace; Level3: Fan with light; Level 4: High
336 |  | Interior | Ceiling | HVAC | Level 1: Ventilation Fans; Level 2: Replace; Level3: Fan with light; Level 4: Premium
337 |  | Interior | Ceiling | HVAC | Level 1: Ventilation Fans; Level 2: Replace; Level3: Fan, light, and heater; Level 4: Standard
338 |  | Interior | Ceiling | HVAC | Level 1: Ventilation Fans; Level 2: Replace; Level3: Fan, light, and heater; Level 4: High
339 |  | Interior | Ceiling | HVAC | Level 1: Ventilation Fans; Level 2: Replace; Level3: Fan, light, and heater; Level 4: Premium
340 |  | Interior | Ceiling | HVAC | Level 1: Registers; Level 2: Clean; Level3: Quantity
341 |  | Interior | Ceiling | HVAC | Level 1: Registers; Level 2: Detach and Reset; Level3: Quantity
342 |  | Interior | Ceiling | HVAC | Level 1: Registers; Level 2: Replace; Level3: Register
343 |  | Interior | Ceiling | HVAC | Level 1: Registers; Level 2: Replace; Level3: Diffuser; Level 4: Circular; Level 5: 6”
344 |  | Interior | Ceiling | HVAC | Level 1: Registers; Level 2: Replace; Level3: Diffuser; Level 4: Circular; Level 5: 8-10”
345 |  | Interior | Ceiling | HVAC | Level 1: Registers; Level 2: Replace; Level3: Diffuser; Level 4: Circular; Level 5: 12-15”
346 |  | Interior | Ceiling | HVAC | Level 1: Registers; Level 2: Replace; Level3: Diffuser; Level 4: Circular; Level 5: 18”
347 |  | Interior | Ceiling | HVAC | Level 1: Registers; Level 2: Replace; Level3: Diffuser; Level 4: Square; Level 5: 24”
348 |  | Interior | Ceiling | HVAC | Level 1: Duct work; Level 2: Clean; Level3: Exterior; Level 4: Per Room; Level 5: # rooms
349 |  | Interior | Ceiling | HVAC | Level 1: Duct work; Level 2: Clean; Level3: Exterior; Level 4: Ln Ft; Level 5: Linear Footage
350 |  | Interior | Ceiling | HVAC | Level 1: Duct work; Level 2: Clean; Level3: Interior of duct; Level 4: Light; Level 5: # of registers
351 |  | Interior | Ceiling | HVAC | Level 1: Duct work; Level 2: Clean; Level3: Interior of duct; Level 4: heavy clean; Level 5: # of registers
352 |  | Interior | Ceiling | HVAC | Level 1: Duct work; Level 2: Replace; Level3: Dampers; Level 4: Round; Level 5: 8”
353 |  | Interior | Ceiling | HVAC | Level 1: Duct work; Level 2: Replace; Level3: Dampers; Level 4: Round; Level 5: 9-14”
354 |  | Interior | Ceiling | HVAC | Level 1: Duct work; Level 2: Replace; Level3: Dampers; Level 4: Round; Level 5: 15-18”
355 |  | Interior | Ceiling | HVAC | Level 1: Duct work; Level 2: Replace; Level3: Dampers; Level 4: Square; Level 5: up to 100 sq In
356 |  | Interior | Ceiling | HVAC | Level 1: Duct work; Level 2: Replace; Level3: Dampers; Level 4: Square; Level 5: 101-252 sq in
357 |  | Interior | Ceiling | HVAC | Level 1: Duct work; Level 2: Replace; Level3: Dampers; Level 4: Square; Level 5: 253-360 sq in
358 |  | Interior | Ceiling | HVAC | Duct work | Replace | Flexible ductwork | Insulated | 4” | Linear Footage
359 |  | Interior | Ceiling | HVAC | Duct work | Replace | Flexible ductwork | Insulated | 6” | Linear Footage
360 |  | Interior | Ceiling | HVAC | Duct work | Replace | Flexible ductwork | Insulated | 7” | Linear Footage
361 |  | Interior | Ceiling | HVAC | Duct work | Replace | Flexible ductwork | Insulated | 8” | Linear Footage
362 |  | Interior | Ceiling | HVAC | Duct work | Replace | Flexible ductwork | Insulated | 10” | Linear Footage
363 |  | Interior | Ceiling | HVAC | Duct work | Replace | Flexible ductwork | Insulated | 12” | Linear Footage
364 |  | Interior | Ceiling | HVAC | Duct work | Replace | Flexible ductwork | Non-insulated | 3” | Linear Footage
365 |  | Interior | Ceiling | HVAC | Duct work | Replace | Flexible ductwork | Non-insulated | 4” | Linear Footage
366 |  | Interior | Ceiling | HVAC | Duct work | Replace | Flexible ductwork | Non-insulated | 6” | Linear Footage
367 |  | Interior | Ceiling | HVAC | Duct work | Replace | Rigid Ductwork | Hot or Cold Air | 4” | Linear Footage
368 |  | Interior | Ceiling | HVAC | Duct work | Replace | Rigid Ductwork | Hot or Cold Air | 6” | Linear Footage
369 |  | Interior | Ceiling | HVAC | Duct work | Replace | Rigid Ductwork | Hot or Cold Air | 7” | Linear Footage
370 |  | Interior | Ceiling | HVAC | Duct work | Replace | Rigid Ductwork | Hot or Cold Air | 8” | Linear Footage
371 |  | Interior | Ceiling | HVAC | Duct work | Replace | Rigid Ductwork | Hot or Cold Air | 10” | Linear Footage
372 |  | Interior | Ceiling | HVAC | Duct work | Replace | Rigid Ductwork | Hot or Cold Air | 12” | Linear Footage
373 |  | Interior | Ceiling | HVAC | Duct work | Replace | Rigid Ductwork | Hot or Cold Air | Large (24x8) | Linear Footage
374 |  | Interior | Ceiling | HVAC | Duct work | Replace | Rigid Ductwork | Hot or Cold Air | Extra Large (20x16) | Linear Footage
375 |  | Interior | Ceiling | HVAC | Duct work | Replace | Rigid Ductwork | Spiral | 6” | Linear Footage
376 |  | Interior | Ceiling | HVAC | Duct work | Replace | Rigid Ductwork | Spiral | 8” | Linear Footage
377 |  | Interior | Ceiling | HVAC | Duct work | Replace | Rigid Ductwork | Spiral | 10” | Linear Footage
378 |  | Interior | Ceiling | HVAC | Duct work | Replace | Rigid Ductwork | Spiral | 12” | Linear Footage
379 |  | Interior | Ceiling | HVAC | Duct work | Replace | Rigid Ductwork | Spiral | 14” | Linear Footage
380 |  | Interior | Ceiling | HVAC | Duct work | Replace | Rigid Ductwork | Spiral | 16” | Linear Footage
381 |  | Interior | Ceiling | HVAC | Duct work | Replace | Rigid Ductwork | Spiral | 18” | Linear Footage
382 |  | Interior | Ceiling | HVAC | Duct work | Replace | Rigid Ductwork | Spiral | 20” | Linear Footage
383 |  | Interior | Ceiling | HVAC | Duct work | Replace | Rigid Ductwork | Spiral | 22” | Linear Footage
384 |  | Interior | Ceiling | HVAC | Duct work | Replace | Rigid Ductwork | Spiral | 24” | Linear Footage
385 |  | Interior | Ceiling | HVAC | Duct work | Replace | Rigid Ductwork | Tee-branch | up to 12” | Quantity
386 |  | Interior | Ceiling | HVAC | Duct work | Replace | Rigid Ductwork | Tee-branch | 13-18” | Quantity
387 |  | Interior | Ceiling | HVAC | Duct work | Replace | Rigid Ductwork | Tee-branch | 19-24” | Quantity
388 |  | Interior | Ceiling | HVAC | Duct work | Replace | Rigid Ductwork | Insulated Ductwork | Large (24x8) | ½” | Linear Footage
389 |  | Interior | Ceiling | HVAC | Duct work | Replace | Rigid Ductwork | Insulated Ductwork | Large (24x8) | 1” | Linear Footage
390 |  | Interior | Ceiling | HVAC | Duct work | Replace | Rigid Ductwork | Insulated Ductwork | Extra-large (20x16) | ½” | Linear Footage
391 |  | Interior | Ceiling | HVAC | Duct work | Replace | Rigid Ductwork | Insulated Ductwork | Extra-large (20x16) | 1” | Linear Footage
392 |  | Interior | Ceiling | HVAC | Level 1: Duct work; Level 2: Replace; Level3: Plenum; Level 4: Insulated
393 |  | Interior | Ceiling | HVAC | Level 1: Duct work; Level 2: Replace; Level3: Plenum; Level 4: Non-insulated
394 |  | Interior | Ceiling | HVAC | Level 1: Duct work; Level 2: Detach and Reset; Level3: Dampers; Level 4: Round; Level 5: 8”
395 |  | Interior | Ceiling | HVAC | Level 1: Duct work; Level 2: Detach and Reset; Level3: Dampers; Level 4: Round; Level 5: 9-14”
396 |  | Interior | Ceiling | HVAC | Level 1: Duct work; Level 2: Detach and Reset; Level3: Dampers; Level 4: Round; Level 5: 15-18”
397 |  | Interior | Ceiling | HVAC | Level 1: Duct work; Level 2: Detach and Reset; Level3: Dampers; Level 4: Square; Level 5: up to 100 sq In
398 |  | Interior | Ceiling | HVAC | Level 1: Duct work; Level 2: Detach and Reset; Level3: Dampers; Level 4: Square; Level 5: 101-252 sq in
399 |  | Interior | Ceiling | HVAC | Level 1: Duct work; Level 2: Detach and Reset; Level3: Dampers; Level 4: Square; Level 5: 253-360 sq in
400 |  | Interior | Ceiling | HVAC | Duct work | Detach and Reset | Flexible ductwork | Insulated | 4” | Linear Footage
401 |  | Interior | Ceiling | HVAC | Duct work | Detach and Reset | Flexible ductwork | Insulated | 6” | Linear Footage
402 |  | Interior | Ceiling | HVAC | Duct work | Detach and Reset | Flexible ductwork | Insulated | 7” | Linear Footage
403 |  | Interior | Ceiling | HVAC | Duct work | Detach and Reset | Flexible ductwork | Insulated | 8” | Linear Footage
404 |  | Interior | Ceiling | HVAC | Duct work | Detach and Reset | Flexible ductwork | Insulated | 10” | Linear Footage
405 |  | Interior | Ceiling | HVAC | Duct work | Detach and Reset | Flexible ductwork | Insulated | 12” | Linear Footage
406 |  | Interior | Ceiling | HVAC | Duct work | Detach and Reset | Flexible ductwork | Non-insulated | 3” | Linear Footage
407 |  | Interior | Ceiling | HVAC | Duct work | Detach and Reset | Flexible ductwork | Non-insulated | 4” | Linear Footage
408 |  | Interior | Ceiling | HVAC | Duct work | Detach and Reset | Flexible ductwork | Non-insulated | 6” | Linear Footage
409 |  | Interior | Ceiling | HVAC | Duct work | Detach and Reset | Rigid Ductwork | Hot or Cold Air | 4” | Linear Footage
410 |  | Interior | Ceiling | HVAC | Duct work | Detach and Reset | Rigid Ductwork | Hot or Cold Air | 6” | Linear Footage
411 |  | Interior | Ceiling | HVAC | Duct work | Detach and Reset | Rigid Ductwork | Hot or Cold Air | 7” | Linear Footage
412 |  | Interior | Ceiling | HVAC | Duct work | Detach and Reset | Rigid Ductwork | Hot or Cold Air | 8” | Linear Footage
413 |  | Interior | Ceiling | HVAC | Duct work | Detach and Reset | Rigid Ductwork | Hot or Cold Air | 10” | Linear Footage
414 |  | Interior | Ceiling | HVAC | Duct work | Detach and Reset | Rigid Ductwork | Hot or Cold Air | 12” | Linear Footage
415 |  | Interior | Ceiling | HVAC | Duct work | Detach and Reset | Rigid Ductwork | Hot or Cold Air | Large (24x8) | Linear Footage
416 |  | Interior | Ceiling | HVAC | Duct work | Detach and Reset | Rigid Ductwork | Hot or Cold Air | Extra Large (20x16) | Linear Footage
417 |  | Interior | Ceiling | HVAC | Duct work | Detach and Reset | Rigid Ductwork | Spiral | 6” | Linear Footage
418 |  | Interior | Ceiling | HVAC | Duct work | Detach and Reset | Rigid Ductwork | Spiral | 8” | Linear Footage
419 |  | Interior | Ceiling | HVAC | Duct work | Detach and Reset | Rigid Ductwork | Spiral | 10” | Linear Footage
420 |  | Interior | Ceiling | HVAC | Duct work | Detach and Reset | Rigid Ductwork | Spiral | 12” | Linear Footage
421 |  | Interior | Ceiling | HVAC | Duct work | Detach and Reset | Rigid Ductwork | Spiral | 14” | Linear Footage
422 |  | Interior | Ceiling | HVAC | Duct work | Detach and Reset | Rigid Ductwork | Spiral | 16” | Linear Footage
423 |  | Interior | Ceiling | HVAC | Duct work | Detach and Reset | Rigid Ductwork | Spiral | 18” | Linear Footage
424 |  | Interior | Ceiling | HVAC | Duct work | Detach and Reset | Rigid Ductwork | Spiral | 20” | Linear Footage
425 |  | Interior | Ceiling | HVAC | Duct work | Detach and Reset | Rigid Ductwork | Spiral | 22” | Linear Footage
426 |  | Interior | Ceiling | HVAC | Duct work | Detach and Reset | Rigid Ductwork | Spiral | 24” | Linear Footage
427 |  | Interior | Ceiling | HVAC | Duct work | Detach and Reset | Rigid Ductwork | Tee-branch | up to 12” | Quantity
428 |  | Interior | Ceiling | HVAC | Duct work | Detach and Reset | Rigid Ductwork | Tee-branch | 13-18” | Quantity
429 |  | Interior | Ceiling | HVAC | Duct work | Detach and Reset | Rigid Ductwork | Tee-branch | 19-24” | Quantity
430 |  | Interior | Ceiling | HVAC | Duct work | Detach and Reset | Rigid Ductwork | Insulated Ductwork | Large (24x8) | ½” | Linear Footage
431 |  | Interior | Ceiling | HVAC | Duct work | Detach and Reset | Rigid Ductwork | Insulated Ductwork | Large (24x8) | 1” | Linear Footage
432 |  | Interior | Ceiling | HVAC | Duct work | Detach and Reset | Rigid Ductwork | Insulated Ductwork | Extra-large (20x16) | ½” | Linear Footage
433 |  | Interior | Ceiling | HVAC | Duct work | Detach and Reset | Rigid Ductwork | Insulated Ductwork | Extra-large (20x16) | 1” | Linear Footage
434 |  | Interior | Ceiling | HVAC | Level 1: Duct work; Level 2: Detach and Reset; Level3: Plenum; Level 4: Insulated
435 |  | Interior | Ceiling | HVAC | Level 1: Duct work; Level 2: Detach and Reset; Level3: Plenum; Level 4: Non-insulated
436 |  | Interior | Ceiling | HVAC | Level 1: Furnace; Level 2: Clean; Level3: Floor furnace; Level 4: 35K BTU; Level 5: Standard
437 |  | Interior | Ceiling | HVAC | Level 1: Furnace; Level 2: Clean; Level3: Floor furnace; Level 4: 35K BTU; Level 5: High
438 |  | Interior | Ceiling | HVAC | Level 1: Furnace; Level 2: Clean; Level3: Floor furnace; Level 4: 50K BTU; Level 5: Standard
439 |  | Interior | Ceiling | HVAC | Level 1: Furnace; Level 2: Clean; Level3: Floor furnace; Level 4: 50K BTU; Level 5: High
440 |  | Interior | Ceiling | HVAC | Level 1: Furnace; Level 2: Clean; Level3: Floor furnace; Level 4: 65K BTU; Level 5: Standard
441 |  | Interior | Ceiling | HVAC | Level 1: Furnace; Level 2: Clean; Level3: Floor furnace; Level 4: 65K BTU; Level 5: High
442 |  | Interior | Ceiling | HVAC | Level 1: Furnace; Level 2: Clean; Level3: Horizontal furnace; Level 4: Standard; Level 5: 48-75K BTU
443 |  | Interior | Ceiling | HVAC | Level 1: Furnace; Level 2: Clean; Level3: Horizontal furnace; Level 4: Standard; Level 5: 80K
444 |  | Interior | Ceiling | HVAC | Level 1: Furnace; Level 2: Clean; Level3: Horizontal furnace; Level 4: Standard; Level 5: 100K
445 |  | Interior | Ceiling | HVAC | Level 1: Furnace; Level 2: Clean; Level3: Horizontal furnace; Level 4: Standard; Level 5: 135K
446 |  | Interior | Ceiling | HVAC | Level 1: Furnace; Level 2: Clean; Level3: Horizontal furnace; Level 4: Standard; Level 5: 150K
447 |  | Interior | Ceiling | HVAC | Level 1: Furnace; Level 2: Clean; Level3: Horizontal furnace; Level 4: High; Level 5: 60K
448 |  | Interior | Ceiling | HVAC | Level 1: Furnace; Level 2: Clean; Level3: Horizontal furnace; Level 4: High; Level 5: 80K
449 |  | Interior | Ceiling | HVAC | Level 1: Furnace; Level 2: Clean; Level3: Horizontal furnace; Level 4: High; Level 5: 95K
450 |  | Interior | Ceiling | HVAC | Level 1: Furnace; Level 2: Clean; Level3: Horizontal furnace; Level 4: High; Level 5: 120K
451 |  | Interior | Ceiling | HVAC | Level 1: Furnace; Level 2: Clean; Level3: Horizontal furnace; Level 4: High; Level 5: 135K
452 |  | Interior | Ceiling | HVAC | Level 1: Furnace; Level 2: Clean; Level3: Mobile Home Furnace; Level 4: Standard; Level 5: 47K BTU
453 |  | Interior | Ceiling | HVAC | Level 1: Furnace; Level 2: Clean; Level3: Mobile Home Furnace; Level 4: Standard; Level 5: 56K BTU
454 |  | Interior | Ceiling | HVAC | Level 1: Furnace; Level 2: Clean; Level3: Mobile Home Furnace; Level 4: Standard; Level 5: 72K BTU
455 |  | Interior | Ceiling | HVAC | Level 1: Furnace; Level 2: Clean; Level3: Mobile Home Furnace; Level 4: High; Level 5: 56K BTU
456 |  | Interior | Ceiling | HVAC | Level 1: Furnace; Level 2: Clean; Level3: Mobile Home Furnace; Level 4: High; Level 5: 72K BTU
457 |  | Interior | Ceiling | HVAC | Level 1: Furnace; Level 2: Clean; Level3: Mobile Home Furnace; Level 4: High; Level 5: 95k BTU
458 |  | Interior | Ceiling | HVAC | Level 1: Furnace; Level 2: Clean; Level3: Mobile Home Furnace; Level 4: High; Level 5: 114K BTU
459 |  | Interior | Ceiling | HVAC | Level 1: Furnace; Level 2: Replace; Level3: Floor furnace; Level 4: 35K BTU; Level 5: Standard
460 |  | Interior | Ceiling | HVAC | Level 1: Furnace; Level 2: Replace; Level3: Floor furnace; Level 4: 35K BTU; Level 5: High
461 |  | Interior | Ceiling | HVAC | Level 1: Furnace; Level 2: Replace; Level3: Floor furnace; Level 4: 50K BTU; Level 5: Standard
462 |  | Interior | Ceiling | HVAC | Level 1: Furnace; Level 2: Replace; Level3: Floor furnace; Level 4: 50K BTU; Level 5: High
463 |  | Interior | Ceiling | HVAC | Level 1: Furnace; Level 2: Replace; Level3: Floor furnace; Level 4: 65K BTU; Level 5: Standard
464 |  | Interior | Ceiling | HVAC | Level 1: Furnace; Level 2: Replace; Level3: Floor furnace; Level 4: 65K BTU; Level 5: High
465 |  | Interior | Ceiling | HVAC | Level 1: Furnace; Level 2: Replace; Level3: Horizontal furnace; Level 4: Standard; Level 5: 48-75K BTU
466 |  | Interior | Ceiling | HVAC | Level 1: Furnace; Level 2: Replace; Level3: Horizontal furnace; Level 4: Standard; Level 5: 80K
467 |  | Interior | Ceiling | HVAC | Level 1: Furnace; Level 2: Replace; Level3: Horizontal furnace; Level 4: Standard; Level 5: 100K
468 |  | Interior | Ceiling | HVAC | Level 1: Furnace; Level 2: Replace; Level3: Horizontal furnace; Level 4: Standard; Level 5: 135K
469 |  | Interior | Ceiling | HVAC | Level 1: Furnace; Level 2: Replace; Level3: Horizontal furnace; Level 4: Standard; Level 5: 150K
470 |  | Interior | Ceiling | HVAC | Level 1: Furnace; Level 2: Replace; Level3: Horizontal furnace; Level 4: High; Level 5: 60K
471 |  | Interior | Ceiling | HVAC | Level 1: Furnace; Level 2: Replace; Level3: Horizontal furnace; Level 4: High; Level 5: 80K
472 |  | Interior | Ceiling | HVAC | Level 1: Furnace; Level 2: Replace; Level3: Horizontal furnace; Level 4: High; Level 5: 95K
473 |  | Interior | Ceiling | HVAC | Level 1: Furnace; Level 2: Replace; Level3: Horizontal furnace; Level 4: High; Level 5: 120K
474 |  | Interior | Ceiling | HVAC | Level 1: Furnace; Level 2: Replace; Level3: Horizontal furnace; Level 4: High; Level 5: 135K
475 |  | Interior | Ceiling | HVAC | Level 1: Furnace; Level 2: Replace; Level3: Mobile Home Furnace; Level 4: Standard; Level 5: 47K BTU
476 |  | Interior | Ceiling | HVAC | Level 1: Furnace; Level 2: Replace; Level3: Mobile Home Furnace; Level 4: Standard; Level 5: 56K BTU
477 |  | Interior | Ceiling | HVAC | Level 1: Furnace; Level 2: Replace; Level3: Mobile Home Furnace; Level 4: Standard; Level 5: 72K BTU
478 |  | Interior | Ceiling | HVAC | Level 1: Furnace; Level 2: Replace; Level3: Mobile Home Furnace; Level 4: High; Level 5: 56K BTU
479 |  | Interior | Ceiling | HVAC | Level 1: Furnace; Level 2: Replace; Level3: Mobile Home Furnace; Level 4: High; Level 5: 72K BTU
480 |  | Interior | Ceiling | HVAC | Level 1: Furnace; Level 2: Replace; Level3: Mobile Home Furnace; Level 4: High; Level 5: 95k BTU
481 |  | Interior | Ceiling | HVAC | Level 1: Furnace; Level 2: Replace; Level3: Mobile Home Furnace; Level 4: High; Level 5: 114K BTU
482 |  | Interior | Ceiling | HVAC | Level 1: Furnace; Level 2: Detach and Reset; Level3: Floor furnace; Level 4: 35K BTU; Level 5: Standard
483 |  | Interior | Ceiling | HVAC | Level 1: Furnace; Level 2: Detach and Reset; Level3: Floor furnace; Level 4: 35K BTU; Level 5: High
484 |  | Interior | Ceiling | HVAC | Level 1: Furnace; Level 2: Detach and Reset; Level3: Floor furnace; Level 4: 50K BTU; Level 5: Standard
485 |  | Interior | Ceiling | HVAC | Level 1: Furnace; Level 2: Detach and Reset; Level3: Floor furnace; Level 4: 50K BTU; Level 5: High
486 |  | Interior | Ceiling | HVAC | Level 1: Furnace; Level 2: Detach and Reset; Level3: Floor furnace; Level 4: 65K BTU; Level 5: Standard
487 |  | Interior | Ceiling | HVAC | Level 1: Furnace; Level 2: Detach and Reset; Level3: Floor furnace; Level 4: 65K BTU; Level 5: High
488 |  | Interior | Ceiling | HVAC | Level 1: Furnace; Level 2: Detach and Reset; Level3: Horizontal furnace; Level 4: Standard; Level 5: 48-75K BTU
489 |  | Interior | Ceiling | HVAC | Level 1: Furnace; Level 2: Detach and Reset; Level3: Horizontal furnace; Level 4: Standard; Level 5: 80K
490 |  | Interior | Ceiling | HVAC | Level 1: Furnace; Level 2: Detach and Reset; Level3: Horizontal furnace; Level 4: Standard; Level 5: 100K
491 |  | Interior | Ceiling | HVAC | Level 1: Furnace; Level 2: Detach and Reset; Level3: Horizontal furnace; Level 4: Standard; Level 5: 135K
492 |  | Interior | Ceiling | HVAC | Level 1: Furnace; Level 2: Detach and Reset; Level3: Horizontal furnace; Level 4: Standard; Level 5: 150K
493 |  | Interior | Ceiling | HVAC | Level 1: Furnace; Level 2: Detach and Reset; Level3: Horizontal furnace; Level 4: High; Level 5: 60K
494 |  | Interior | Ceiling | HVAC | Level 1: Furnace; Level 2: Detach and Reset; Level3: Horizontal furnace; Level 4: High; Level 5: 80K
495 |  | Interior | Ceiling | HVAC | Level 1: Furnace; Level 2: Detach and Reset; Level3: Horizontal furnace; Level 4: High; Level 5: 95K
496 |  | Interior | Ceiling | HVAC | Level 1: Furnace; Level 2: Detach and Reset; Level3: Horizontal furnace; Level 4: High; Level 5: 120K
497 |  | Interior | Ceiling | HVAC | Level 1: Furnace; Level 2: Detach and Reset; Level3: Horizontal furnace; Level 4: High; Level 5: 135K
498 |  | Interior | Ceiling | HVAC | Level 1: Furnace; Level 2: Detach and Reset; Level3: Mobile Home Furnace; Level 4: Standard; Level 5: 47K BTU
499 |  | Interior | Ceiling | HVAC | Level 1: Furnace; Level 2: Detach and Reset; Level3: Mobile Home Furnace; Level 4: Standard; Level 5: 56K BTU
500 |  | Interior | Ceiling | HVAC | Level 1: Furnace; Level 2: Detach and Reset; Level3: Mobile Home Furnace; Level 4: Standard; Level 5: 72K BTU
501 |  | Interior | Ceiling | HVAC | Level 1: Furnace; Level 2: Detach and Reset; Level3: Mobile Home Furnace; Level 4: High; Level 5: 56K BTU
502 |  | Interior | Ceiling | HVAC | Level 1: Furnace; Level 2: Detach and Reset; Level3: Mobile Home Furnace; Level 4: High; Level 5: 72K BTU
503 |  | Interior | Ceiling | HVAC | Level 1: Furnace; Level 2: Detach and Reset; Level3: Mobile Home Furnace; Level 4: High; Level 5: 95k BTU
504 |  | Interior | Ceiling | HVAC | Level 1: Furnace; Level 2: Detach and Reset; Level3: Mobile Home Furnace; Level 4: High; Level 5: 114K BTU
505 |  | Interior | Ceiling | HVAC | Level 1: Air handler; Level 2: With Heat Element/With AC –Coil/ with Both Heat element & AC Coil; Level3: Detach and Reset; Level 4: 2
506 |  | Interior | Ceiling | HVAC | Level 1: Air handler; Level 2: With Heat Element/With AC –Coil/ with Both Heat element & AC Coil; Level3: Detach and Reset; Level 4: 3
507 |  | Interior | Ceiling | HVAC | Level 1: Air handler; Level 2: With Heat Element/With AC –Coil/ with Both Heat element & AC Coil; Level3: Detach and Reset; Level 4: 4
508 |  | Interior | Ceiling | HVAC | Level 1: Air handler; Level 2: With Heat Element/With AC –Coil/ with Both Heat element & AC Coil; Level3: Detach and Reset; Level 4: 5
509 |  | Interior | Ceiling | HVAC | Level 1: Air handler; Level 2: With Heat Element/With AC –Coil/ with Both Heat element & AC Coil; Level3: Replace; Level 4: 2
510 |  | Interior | Ceiling | HVAC | Level 1: Air handler; Level 2: With Heat Element/With AC –Coil/ with Both Heat element & AC Coil; Level3: Replace; Level 4: 3
511 |  | Interior | Ceiling | HVAC | Level 1: Air handler; Level 2: With Heat Element/With AC –Coil/ with Both Heat element & AC Coil; Level3: Replace; Level 4: 4
512 |  | Interior | Ceiling | HVAC | Level 1: Air handler; Level 2: With Heat Element/With AC –Coil/ with Both Heat element & AC Coil; Level3: Replace; Level 4: 5
513 |  | Interior | Ceiling | HVAC | Level 1: Air handler; Level 2: With Heat Element/With AC –Coil/ with Both Heat element & AC Coil; Level3: Clean; Level 4: 2
514 |  | Interior | Ceiling | HVAC | Level 1: Air handler; Level 2: With Heat Element/With AC –Coil/ with Both Heat element & AC Coil; Level3: Clean; Level 4: 3
515 |  | Interior | Ceiling | HVAC | Level 1: Air handler; Level 2: With Heat Element/With AC –Coil/ with Both Heat element & AC Coil; Level3: Clean; Level 4: 4
516 |  | Interior | Ceiling | HVAC | Level 1: Air handler; Level 2: With Heat Element/With AC –Coil/ with Both Heat element & AC Coil; Level3: Clean; Level 4: 5
517 |  | Interior | Ceiling | HVAC | Level 1: Lineset; Level 2: Detach and Reset; Level3: ¾”; Level 4: Up to 30’
518 |  | Interior | Ceiling | HVAC | Level 1: Lineset; Level 2: Detach and Reset; Level3: ¾”; Level 4: 31-50’
519 |  | Interior | Ceiling | HVAC | Level 1: Lineset; Level 2: Detach and Reset; Level3: 1”; Level 4: Up to 30’
520 |  | Interior | Ceiling | HVAC | Level 1: Lineset; Level 2: Detach and Reset; Level3: 1”; Level 4: 31-50’
521 |  | Interior | Ceiling | HVAC | Level 1: Lineset; Level 2: Replace; Level3: ¾”; Level 4: Up to 30’
522 |  | Interior | Ceiling | HVAC | Level 1: Lineset; Level 2: Replace; Level3: ¾”; Level 4: 31-50’
523 |  | Interior | Ceiling | HVAC | Level 1: Lineset; Level 2: Replace; Level3: 1”; Level 4: Up to 30’
524 |  | Interior | Ceiling | HVAC | Level 1: Lineset; Level 2: Replace; Level3: 1”; Level 4: 31-50’
525 |  | Interior | Ceiling | HVAC | Level 1: Refrigerant recharge; Level 2: 5 lb
526 |  | Interior | Ceiling | HVAC | Level 1: Refrigerant recharge; Level 2: 10 lb
527 |  | Interior | Ceiling | HVAC | Level 1: Refrigerant recharge; Level 2: 13 lb
528 |  | Interior | Ceiling | HVAC | Level 1: Refrigerant recharge; Level 2: 17 lb
529 |  | Interior | Ceiling | HVAC | Level 1: Condensate drain line; Level 2: Detach and Reset
530 |  | Interior | Ceiling | HVAC | Level 1: Condensate drain line; Level 2: Replace
531 |  | Interior | Ceiling | Plumbing | Level 1: Finish Plumbing; Level 2: Clean; Level3: Light; Level 4: Quantity
532 |  | Interior | Ceiling | Plumbing | Level 1: Finish Plumbing; Level 2: Clean; Level3: Heavy; Level 4: Quantity
533 |  | Interior | Ceiling | Plumbing | Level 1: Finish Plumbing; Level 2: Detach and Reset; Level3: Quantity
534 |  | Interior | Ceiling | Plumbing | Level 1: Finish Plumbing; Level 2: Replace; Level3: Head only; Level 4: Standard
535 |  | Interior | Ceiling | Plumbing | Level 1: Finish Plumbing; Level 2: Replace; Level3: Head only; Level 4: High
536 |  | Interior | Ceiling | Plumbing | Level 1: Finish Plumbing; Level 2: Replace; Level3: Head only; Level 4: Premium
537 |  | Interior | Ceiling | Plumbing | Level 1: Finish Plumbing; Level 2: Replace; Level3: Faucet; Level 4: Standard
538 |  | Interior | Ceiling | Plumbing | Level 1: Finish Plumbing; Level 2: Replace; Level3: Faucet; Level 4: High
539 |  | Interior | Ceiling | Plumbing | Level 1: Finish Plumbing; Level 2: Replace; Level3: Faucet; Level 4: Premium
540 |  | Interior | Ceiling | Plumbing | Level 1: Fire Suppression; Level 2: Recharge; Level3: Sq Ft
541 |  | Interior | Ceiling | Plumbing | Level 1: Fire Suppression; Level 2: Replace; Level3: System; Level 4: Exposed; Level 5: Sq Ft
542 |  | Interior | Ceiling | Plumbing | Level 1: Fire Suppression; Level 2: Replace; Level3: System; Level 4: concealed; Level 5: Sq Ft
543 |  | Interior | Ceiling | Plumbing | Fire Suppression | Replace | Head Only | standard | # of Heads | With Escutcheon
544 |  | Interior | Ceiling | Plumbing | Fire Suppression | Replace | Head Only | standard | # of Heads | Without Escutcheon
545 |  | Interior | Ceiling | Plumbing | Fire Suppression | Replace | Head Only | High | # of Heads | With Escutcheon
546 |  | Interior | Ceiling | Plumbing | Fire Suppression | Replace | Head Only | High | # of Heads | Without Escutcheon
547 |  | Interior | Ceiling | Plumbing | Level 1: Fire Suppression; Level 2: Replace; Level3: Pipe only; Level 4: Linear Footage
548 |  | Interior | Ceiling | Plumbing | Rough Plumbing | Supply | Galvanized Pipe | Detach and Reset | ½” | Linear Footage
549 |  | Interior | Ceiling | Plumbing | Rough Plumbing | Supply | Galvanized Pipe | Detach and Reset | 3/4” | Linear Footage
550 |  | Interior | Ceiling | Plumbing | Rough Plumbing | Supply | Galvanized Pipe | Detach and Reset | 1” | Linear Footage
551 |  | Interior | Ceiling | Plumbing | Rough Plumbing | Supply | Galvanized Pipe | Detach and Reset | 1-1/2” | Linear Footage
552 |  | Interior | Ceiling | Plumbing | Rough Plumbing | Supply | Galvanized Pipe | Detach and Reset | 2” | Linear Footage
553 |  | Interior | Ceiling | Plumbing | Rough Plumbing | Supply | Galvanized Pipe | Replace | ½” | Linear Footage
554 |  | Interior | Ceiling | Plumbing | Rough Plumbing | Supply | Galvanized Pipe | Replace | 3/4” | Linear Footage
555 |  | Interior | Ceiling | Plumbing | Rough Plumbing | Supply | Galvanized Pipe | Replace | 1” | Linear Footage
556 |  | Interior | Ceiling | Plumbing | Rough Plumbing | Supply | Galvanized Pipe | Replace | 1-1/2” | Linear Footage
557 |  | Interior | Ceiling | Plumbing | Rough Plumbing | Supply | Galvanized Pipe | Replace | 2” | Linear Footage
558 |  | Interior | Ceiling | Plumbing | Rough Plumbing | Supply | Supply line | Copper | Detach and Reset | 3/8” | Linear Footage
559 |  | Interior | Ceiling | Plumbing | Level 1: Rough Plumbing; Level 2: Supply; Level3: Supply line; Level 4: bootster damaged
560 |  | Interior | Ceiling | Plumbing | Rough Plumbing | Supply | Supply line | Copper | Detach and Reset | ½” | Linear Footage
561 |  | Interior | Ceiling | Plumbing | Rough Plumbing | Supply | Supply line | Copper | Detach and Reset | 3/4” | Linear Footage
562 |  | Interior | Ceiling | Plumbing | Rough Plumbing | Supply | Supply line | Copper | Detach and Reset | 1” | Linear Footage
563 |  | Interior | Ceiling | Plumbing | Rough Plumbing | Supply | Supply line | Copper | Detach and Reset | 1-1/2” | Linear Footage
564 |  | Interior | Ceiling | Plumbing | Rough Plumbing | Supply | Supply line | Copper | Detach and Reset | 2” | Linear Footage
565 |  | Interior | Ceiling | Plumbing | Rough Plumbing | Supply | Supply line | Copper | Detach and Reset | 3” | Linear Footage
566 |  | Interior | Ceiling | Plumbing | Rough Plumbing | Supply | Supply line | Copper | Replace | 3/8” | Linear Footage
567 |  | Interior | Ceiling | Plumbing | Rough Plumbing | Supply | Supply line | Copper | Replace | ½” | Linear Footage
568 |  | Interior | Ceiling | Plumbing | Rough Plumbing | Supply | Supply line | Copper | Replace | 3/4” | Linear Footage
569 |  | Interior | Ceiling | Plumbing | Rough Plumbing | Supply | Supply line | Copper | Replace | 1” | Linear Footage
570 |  | Interior | Ceiling | Plumbing | Rough Plumbing | Supply | Supply line | Copper | Replace | 1-1/2” | Linear Footage
571 |  | Interior | Ceiling | Plumbing | Rough Plumbing | Supply | Supply line | Copper | Replace | 2” | Linear Footage
572 |  | Interior | Ceiling | Plumbing | Rough Plumbing | Supply | Supply line | Copper | Replace | 3” | Linear Footage
573 |  | Interior | Ceiling | Plumbing | Rough Plumbing | Supply | Supply line | PEX | Detach and Reset | 3/8” | Linear Footage | Booster pump present | Bootster damaged
574 |  | Interior | Ceiling | Plumbing | Rough Plumbing | Supply | Supply line | PEX | Detach and Reset | 3/8” | Linear Footage | Booster pump present | bootster NOT damaged
575 |  | Interior | Ceiling | Plumbing | Rough Plumbing | Supply | Supply line | PEX | Detach and Reset | ½” | Linear Footage | Booster pump present | Bootster damaged
576 |  | Interior | Ceiling | Plumbing | Rough Plumbing | Supply | Supply line | PEX | Detach and Reset | ½” | Linear Footage | Booster pump present | bootster NOT damaged
577 |  | Interior | Ceiling | Plumbing | Rough Plumbing | Supply | Supply line | PEX | Detach and Reset | 3/4” | Linear Footage | Booster pump present | Bootster damaged
578 |  | Interior | Ceiling | Plumbing | Rough Plumbing | Supply | Supply line | PEX | Detach and Reset | 3/4” | Linear Footage | Booster pump present | bootster NOT damaged
579 |  | Interior | Ceiling | Plumbing | Rough Plumbing | Supply | Supply line | PEX | Detach and Reset | 1” | Linear Footage | Booster pump present | Bootster damaged
580 |  | Interior | Ceiling | Plumbing | Rough Plumbing | Supply | Supply line | PEX | Detach and Reset | 1” | Linear Footage | Booster pump present | bootster NOT damaged
581 |  | Interior | Ceiling | Plumbing | Rough Plumbing | Supply | Supply line | PEX | Replace | 3/8” | Linear Footage | Booster pump present | Bootster damaged
582 |  | Interior | Ceiling | Plumbing | Rough Plumbing | Supply | Supply line | PEX | Replace | 3/8” | Linear Footage | Booster pump present | bootster NOT damaged
583 |  | Interior | Ceiling | Plumbing | Rough Plumbing | Supply | Supply line | PEX | Replace | ½” | Linear Footage | Booster pump present | Bootster damaged
584 |  | Interior | Ceiling | Plumbing | Rough Plumbing | Supply | Supply line | PEX | Replace | ½” | Linear Footage | Booster pump present | bootster NOT damaged
585 |  | Interior | Ceiling | Plumbing | Rough Plumbing | Supply | Supply line | PEX | Replace | 3/4” | Linear Footage | Booster pump present | Bootster damaged
586 |  | Interior | Ceiling | Plumbing | Rough Plumbing | Supply | Supply line | PEX | Replace | 3/4” | Linear Footage | Booster pump present | bootster NOT damaged
587 |  | Interior | Ceiling | Plumbing | Rough Plumbing | Supply | Supply line | PEX | Replace | 1” | Linear Footage | Booster pump present | Bootster damaged
588 |  | Interior | Ceiling | Plumbing | Rough Plumbing | Supply | Supply line | PEX | Replace | 1” | Linear Footage | Booster pump present | bootster NOT damaged
589 |  | Interior | Ceiling | Plumbing | Rough Plumbing | Supply | Supply line | PVC | Detach and Reset | ½” | Linear Footage
590 |  | Interior | Ceiling | Plumbing | Rough Plumbing | Supply | Supply line | PVC | Detach and Reset | 3/4” | Linear Footage
591 |  | Interior | Ceiling | Plumbing | Rough Plumbing | Supply | Supply line | PVC | Detach and Reset | 1” | Linear Footage
592 |  | Interior | Ceiling | Plumbing | Rough Plumbing | Supply | Supply line | PVC | Detach and Reset | 1-1/4" | Linear Footage
593 |  | Interior | Ceiling | Plumbing | Rough Plumbing | Supply | Supply line | PVC | Detach and Reset | 1-1/2” | Linear Footage
594 |  | Interior | Ceiling | Plumbing | Rough Plumbing | Supply | Supply line | PVC | Detach and Reset | 2” | Linear Footage
595 |  | Interior | Ceiling | Plumbing | Rough Plumbing | Supply | Supply line | PVC | Replace | ½” | Linear Footage
596 |  | Interior | Ceiling | Plumbing | Rough Plumbing | Supply | Supply line | PVC | Replace | 3/4” | Linear Footage
597 |  | Interior | Ceiling | Plumbing | Rough Plumbing | Supply | Supply line | PVC | Replace | 1” | Linear Footage
598 |  | Interior | Ceiling | Plumbing | Rough Plumbing | Supply | Supply line | PVC | Replace | 1-1/4" | Linear Footage
599 |  | Interior | Ceiling | Plumbing | Rough Plumbing | Supply | Supply line | PVC | Replace | 1-1/2” | Linear Footage
600 |  | Interior | Ceiling | Plumbing | Rough Plumbing | Supply | Supply line | PVC | Replace | 2” | Linear Footage
601 |  | Interior | Ceiling | Plumbing | Rough Plumbing | Supply | Supply line | PVC | Detach and Reset | ½” | Linear Footage
602 |  | Interior | Ceiling | Plumbing | Rough Plumbing | Supply | Supply line | PVC | Detach and Reset | 3/4” | Linear Footage
603 |  | Interior | Ceiling | Plumbing | Rough Plumbing | Supply | Supply line | PVC | Detach and Reset | 1” | Linear Footage
604 |  | Interior | Ceiling | Plumbing | Rough Plumbing | Supply | Supply line | PVC | Detach and Reset | 1-1/4" | Linear Footage
605 |  | Interior | Ceiling | Plumbing | Rough Plumbing | Supply | Supply line | PVC | Detach and Reset | 1-1/2” | Linear Footage
606 |  | Interior | Ceiling | Plumbing | Rough Plumbing | Supply | Supply line | PVC | Detach and Reset | 2” | Linear Footage
607 |  | Interior | Ceiling | Plumbing | Rough Plumbing | Supply | Supply line | PVC | Replace | ½” | Linear Footage
608 |  | Interior | Ceiling | Plumbing | Rough Plumbing | Supply | Supply line | PVC | Replace | 3/4” | Linear Footage
609 |  | Interior | Ceiling | Plumbing | Rough Plumbing | Supply | Supply line | PVC | Replace | 1” | Linear Footage
610 |  | Interior | Ceiling | Plumbing | Rough Plumbing | Supply | Supply line | PVC | Replace | 1-1/4" | Linear Footage
611 |  | Interior | Ceiling | Plumbing | Rough Plumbing | Supply | Supply line | PVC | Replace | 1-1/2” | Linear Footage
612 |  | Interior | Ceiling | Plumbing | Rough Plumbing | Supply | Supply line | PVC | Replace | 2” | Linear Footage
613 |  | Interior | Ceiling | Plumbing | Rough Plumbing | Supply | Valve | Ball Valve | Detach and Reset | ¾” | Quantity
614 |  | Interior | Ceiling | Plumbing | Rough Plumbing | Supply | Valve | Ball Valve | Detach and Reset | 1” | Quantity
615 |  | Interior | Ceiling | Plumbing | Rough Plumbing | Supply | Valve | Ball Valve | Detach and Reset | 2” | Quantity
616 |  | Interior | Ceiling | Plumbing | Rough Plumbing | Supply | Valve | Ball Valve | Detach and Reset | 3” | Quantity
617 |  | Interior | Ceiling | Plumbing | Rough Plumbing | Supply | Valve | Ball Valve | Detach and Reset | 4” | Quantity
618 |  | Interior | Ceiling | Plumbing | Rough Plumbing | Supply | Valve | Ball Valve | Replace | ¾” | Quantity
619 |  | Interior | Ceiling | Plumbing | Rough Plumbing | Supply | Valve | Ball Valve | Replace | 1” | Quantity
620 |  | Interior | Ceiling | Plumbing | Rough Plumbing | Supply | Valve | Ball Valve | Replace | 2” | Quantity
621 |  | Interior | Ceiling | Plumbing | Rough Plumbing | Supply | Valve | Ball Valve | Replace | 3” | Quantity
622 |  | Interior | Ceiling | Plumbing | Rough Plumbing | Supply | Valve | Ball Valve | Replace | 4” | Quantity
623 |  | Interior | Ceiling | Plumbing | Rough Plumbing | Supply | Valve | Swing Check Valve | Detach and Reset | up to ¾” | Quantity
624 |  | Interior | Ceiling | Plumbing | Rough Plumbing | Supply | Valve | Swing Check Valve | Detach and Reset | 7/8” | Quantity
625 |  | Interior | Ceiling | Plumbing | Rough Plumbing | Supply | Valve | Swing Check Valve | Detach and Reset | 1-1/4” | Quantity
626 |  | Interior | Ceiling | Plumbing | Rough Plumbing | Supply | Valve | Swing Check Valve | Replace | up to ¾” | Quantity
627 |  | Interior | Ceiling | Plumbing | Rough Plumbing | Supply | Valve | Swing Check Valve | Replace | 7/8” | Quantity
628 |  | Interior | Ceiling | Plumbing | Rough Plumbing | Supply | Valve | Swing Check Valve | Replace | 1-1/4” | Quantity
629 |  | Interior | Ceiling | Plumbing | Rough Plumbing | Supply | Valve | Water Pressure Regulator Valve | Detach and Reset | ¾” | Quantity
630 |  | Interior | Ceiling | Plumbing | Rough Plumbing | Supply | Valve | Water Pressure Regulator Valve | Detach and Reset | 1” | Quantity
631 |  | Interior | Ceiling | Plumbing | Rough Plumbing | Supply | Valve | Water Pressure Regulator Valve | Detach and Reset | 1-1/4” | Quantity
632 |  | Interior | Ceiling | Plumbing | Rough Plumbing | Supply | Valve | Water Pressure Regulator Valve | Detach and Reset | 1-1/2” | Quantity
633 |  | Interior | Ceiling | Plumbing | Rough Plumbing | Supply | Valve | Water Pressure Regulator Valve | Detach and Reset | 2” | Quantity
634 |  | Interior | Ceiling | Plumbing | Rough Plumbing | Supply | Valve | Water Pressure Regulator Valve | Replace | ¾” | Quantity
635 |  | Interior | Ceiling | Plumbing | Rough Plumbing | Supply | Valve | Water Pressure Regulator Valve | Replace | 1” | Quantity
636 |  | Interior | Ceiling | Plumbing | Rough Plumbing | Supply | Valve | Water Pressure Regulator Valve | Replace | 1-1/4” | Quantity
637 |  | Interior | Ceiling | Plumbing | Rough Plumbing | Supply | Valve | Water Pressure Regulator Valve | Replace | 1-1/2” | Quantity
638 |  | Interior | Ceiling | Plumbing | Rough Plumbing | Supply | Valve | Water Pressure Regulator Valve | Replace | 2” | Quantity
639 |  | Interior | Ceiling | Plumbing | Rough Plumbing | Supply | Valve | Butterfly Valve | Detach and Reset | 3” | Quantity
640 |  | Interior | Ceiling | Plumbing | Rough Plumbing | Supply | Valve | Butterfly Valve | Detach and Reset | 4” | Quantity
641 |  | Interior | Ceiling | Plumbing | Rough Plumbing | Supply | Valve | Butterfly Valve | Detach and Reset | 6” | Quantity
642 |  | Interior | Ceiling | Plumbing | Rough Plumbing | Supply | Valve | Butterfly Valve | Detach and Reset | 8” | Quantity
643 |  | Interior | Ceiling | Plumbing | Rough Plumbing | Supply | Valve | Butterfly Valve | Replace | 3” | Quantity
644 |  | Interior | Ceiling | Plumbing | Rough Plumbing | Supply | Valve | Butterfly Valve | Replace | 4” | Quantity
645 |  | Interior | Ceiling | Plumbing | Rough Plumbing | Supply | Valve | Butterfly Valve | Replace | 6” | Quantity
646 |  | Interior | Ceiling | Plumbing | Rough Plumbing | Supply | Valve | Butterfly Valve | Replace | 8” | Quantity
647 |  | Interior | Ceiling | Plumbing | Rough Plumbing | Supply | Valve | Float Valve | Detach and Reset | 2" | Quantity
648 |  | Interior | Ceiling | Plumbing | Rough Plumbing | Supply | Valve | Float Valve | Replace | 2" | Quantity
649 |  | Interior | Ceiling | Plumbing | Rough Plumbing | Supply | Valve | Gate Valve | Detach and Reset | ½” | Quantity
650 |  | Interior | Ceiling | Plumbing | Rough Plumbing | Supply | Valve | Gate Valve | Detach and Reset | ¾” | Quantity
651 |  | Interior | Ceiling | Plumbing | Rough Plumbing | Supply | Valve | Gate Valve | Detach and Reset | 1” | Quantity
652 |  | Interior | Ceiling | Plumbing | Rough Plumbing | Supply | Valve | Gate Valve | Detach and Reset | 2” | Quantity
653 |  | Interior | Ceiling | Plumbing | Rough Plumbing | Supply | Valve | Gate Valve | Replace | ½” | Quantity
654 |  | Interior | Ceiling | Plumbing | Rough Plumbing | Supply | Valve | Gate Valve | Replace | ¾” | Quantity
655 |  | Interior | Ceiling | Plumbing | Rough Plumbing | Supply | Valve | Gate Valve | Replace | 1” | Quantity
656 |  | Interior | Ceiling | Plumbing | Rough Plumbing | Supply | Valve | Gate Valve | Replace | 2” | Quantity
657 |  | Interior | Ceiling | Plumbing | Rough Plumbing | Supply | Valve | Globe Valve - flanged | Detach and Reset | 3” | Quantity
658 |  | Interior | Ceiling | Plumbing | Rough Plumbing | Supply | Valve | Globe Valve - flanged | Detach and Reset | 4” | Quantity
659 |  | Interior | Ceiling | Plumbing | Rough Plumbing | Supply | Valve | Globe Valve - flanged | Detach and Reset | 6” | Quantity
660 |  | Interior | Ceiling | Plumbing | Rough Plumbing | Supply | Valve | Globe Valve - flanged | Detach and Reset | 8” | Quantity
661 |  | Interior | Ceiling | Plumbing | Rough Plumbing | Supply | Valve | Globe Valve - flanged | Replace | 3” | Quantity
662 |  | Interior | Ceiling | Plumbing | Rough Plumbing | Supply | Valve | Globe Valve - flanged | Replace | 4” | Quantity
663 |  | Interior | Ceiling | Plumbing | Rough Plumbing | Supply | Valve | Globe Valve - flanged | Replace | 6” | Quantity
664 |  | Interior | Ceiling | Plumbing | Rough Plumbing | Supply | Valve | Globe Valve - flanged | Replace | 8” | Quantity
665 |  | Interior | Ceiling | Plumbing | Level 1: Rough Plumbing; Level 2: Supply; Level3: Manifold; Level 4: Detach and Reset; Level 5: Standard (18-24 ports)
666 |  | Interior | Ceiling | Plumbing | Level 1: Rough Plumbing; Level 2: Supply; Level3: Manifold; Level 4: Detach and Reset; Level 5: Large (24-30 ports)
667 |  | Interior | Ceiling | Plumbing | Level 1: Rough Plumbing; Level 2: Supply; Level3: Manifold; Level 4: Replace; Level 5: Standard (18-24 ports)
668 |  | Interior | Ceiling | Plumbing | Level 1: Rough Plumbing; Level 2: Supply; Level3: Manifold; Level 4: Replace; Level 5: Large (24-30 ports)
669 |  | Interior | Ceiling | Plumbing | Rough Plumbing | Drainage | ABS | Detach and Reset | 1-1/2” | Linear Footage
670 |  | Interior | Ceiling | Plumbing | Rough Plumbing | Drainage | ABS | Detach and Reset | 2” | Linear Footage
671 |  | Interior | Ceiling | Plumbing | Rough Plumbing | Drainage | ABS | Detach and Reset | 3” | Linear Footage
672 |  | Interior | Ceiling | Plumbing | Rough Plumbing | Drainage | ABS | Detach and Reset | 4” | Linear Footage
673 |  | Interior | Ceiling | Plumbing | Rough Plumbing | Drainage | ABS | Detach and Reset | 6” | Linear Footage
674 |  | Interior | Ceiling | Plumbing | Rough Plumbing | Drainage | ABS | Replace | 1-1/2” | Linear Footage
675 |  | Interior | Ceiling | Plumbing | Rough Plumbing | Drainage | ABS | Replace | 2” | Linear Footage
676 |  | Interior | Ceiling | Plumbing | Rough Plumbing | Drainage | ABS | Replace | 3” | Linear Footage
677 |  | Interior | Ceiling | Plumbing | Rough Plumbing | Drainage | ABS | Replace | 4” | Linear Footage
678 |  | Interior | Ceiling | Plumbing | Rough Plumbing | Drainage | ABS | Replace | 6” | Linear Footage
679 |  | Interior | Ceiling | Plumbing | Rough Plumbing | Drainage | PVC | Detach and Reset | 1-1/2” | Linear Footage
680 |  | Interior | Ceiling | Plumbing | Rough Plumbing | Drainage | PVC | Detach and Reset | 2” | Linear Footage
681 |  | Interior | Ceiling | Plumbing | Rough Plumbing | Drainage | PVC | Detach and Reset | 3” | Linear Footage
682 |  | Interior | Ceiling | Plumbing | Rough Plumbing | Drainage | PVC | Detach and Reset | 4” | Linear Footage
683 |  | Interior | Ceiling | Plumbing | Rough Plumbing | Drainage | PVC | Detach and Reset | 6” | Linear Footage
684 |  | Interior | Ceiling | Plumbing | Rough Plumbing | Drainage | PVC | Replace | 1-1/2” | Linear Footage
685 |  | Interior | Ceiling | Plumbing | Rough Plumbing | Drainage | PVC | Replace | 2” | Linear Footage
686 |  | Interior | Ceiling | Plumbing | Rough Plumbing | Drainage | PVC | Replace | 3” | Linear Footage
687 |  | Interior | Ceiling | Plumbing | Rough Plumbing | Drainage | PVC | Replace | 4” | Linear Footage
688 |  | Interior | Ceiling | Plumbing | Rough Plumbing | Drainage | PVC | Replace | 6” | Linear Footage
689 |  | Interior | Ceiling | Plumbing | Rough Plumbing | Drainage | Iron Pipe | Detach and Reset | 1-1/2” | Linear Footage
690 |  | Interior | Ceiling | Plumbing | Rough Plumbing | Drainage | Iron Pipe | Detach and Reset | 2” | Linear Footage
691 |  | Interior | Ceiling | Plumbing | Rough Plumbing | Drainage | Iron Pipe | Detach and Reset | 3” | Linear Footage
692 |  | Interior | Ceiling | Plumbing | Rough Plumbing | Drainage | Iron Pipe | Detach and Reset | 4” | Linear Footage
693 |  | Interior | Ceiling | Plumbing | Rough Plumbing | Drainage | Iron Pipe | Detach and Reset | 6” | Linear Footage
694 |  | Interior | Ceiling | Plumbing | Rough Plumbing | Drainage | Iron Pipe | Detach and Reset | 8" | Linear Footage
695 |  | Interior | Ceiling | Plumbing | Rough Plumbing | Drainage | Iron Pipe | Detach and Reset | 12" | Linear Footage
696 |  | Interior | Ceiling | Plumbing | Rough Plumbing | Drainage | Iron Pipe | Replace | 1-1/2” | Linear Footage
697 |  | Interior | Ceiling | Plumbing | Rough Plumbing | Drainage | Iron Pipe | Replace | 2” | Linear Footage
698 |  | Interior | Ceiling | Plumbing | Rough Plumbing | Drainage | Iron Pipe | Replace | 3” | Linear Footage
699 |  | Interior | Ceiling | Plumbing | Rough Plumbing | Drainage | Iron Pipe | Replace | 4” | Linear Footage
700 |  | Interior | Ceiling | Plumbing | Rough Plumbing | Drainage | Iron Pipe | Replace | 6” | Linear Footage
701 |  | Interior | Ceiling | Plumbing | Rough Plumbing | Drainage | Iron Pipe | Replace | 8" | Linear Footage
702 |  | Interior | Ceiling | Plumbing | Rough Plumbing | Drainage | Iron Pipe | Replace | 12" | Linear Footage
703 |  | Interior | Ceiling | Insulation | Level 1: Batt insulation; Level 2: Detach and Reset; Level3: Unfaced; Level 4: R6; Level 5: Sq Ft
704 |  | Interior | Ceiling | Insulation | Level 1: Batt insulation; Level 2: Detach and Reset; Level3: Unfaced; Level 4: R11; Level 5: Sq Ft
705 |  | Interior | Ceiling | Insulation | Level 1: Batt insulation; Level 2: Detach and Reset; Level3: Unfaced; Level 4: R12; Level 5: Sq Ft
706 |  | Interior | Ceiling | Insulation | Level 1: Batt insulation; Level 2: Detach and Reset; Level3: Unfaced; Level 4: R13; Level 5: Sq Ft
707 |  | Interior | Ceiling | Insulation | Level 1: Batt insulation; Level 2: Detach and Reset; Level3: Unfaced; Level 4: R19; Level 5: Sq Ft
708 |  | Interior | Ceiling | Insulation | Level 1: Batt insulation; Level 2: Detach and Reset; Level3: Unfaced; Level 4: R20; Level 5: Sq Ft
709 |  | Interior | Ceiling | Insulation | Level 1: Batt insulation; Level 2: Detach and Reset; Level3: Unfaced; Level 4: R21; Level 5: Sq Ft
710 |  | Interior | Ceiling | Insulation | Level 1: Batt insulation; Level 2: Detach and Reset; Level3: Unfaced; Level 4: R25; Level 5: Sq Ft
711 |  | Interior | Ceiling | Insulation | Level 1: Batt insulation; Level 2: Detach and Reset; Level3: Unfaced; Level 4: R30; Level 5: Sq Ft
712 |  | Interior | Ceiling | Insulation | Level 1: Batt insulation; Level 2: Detach and Reset; Level3: Unfaced; Level 4: R36; Level 5: Sq Ft
713 |  | Interior | Ceiling | Insulation | Level 1: Batt insulation; Level 2: Detach and Reset; Level3: Faced; Level 4: R6; Level 5: Sq Ft
714 |  | Interior | Ceiling | Insulation | Level 1: Batt insulation; Level 2: Detach and Reset; Level3: Faced; Level 4: R11; Level 5: Sq Ft
715 |  | Interior | Ceiling | Insulation | Level 1: Batt insulation; Level 2: Detach and Reset; Level3: Faced; Level 4: R12; Level 5: Sq Ft
716 |  | Interior | Ceiling | Insulation | Level 1: Batt insulation; Level 2: Detach and Reset; Level3: Faced; Level 4: R13; Level 5: Sq Ft
717 |  | Interior | Ceiling | Insulation | Level 1: Batt insulation; Level 2: Detach and Reset; Level3: Faced; Level 4: R19; Level 5: Sq Ft
718 |  | Interior | Ceiling | Insulation | Level 1: Batt insulation; Level 2: Detach and Reset; Level3: Faced; Level 4: R20; Level 5: Sq Ft
719 |  | Interior | Ceiling | Insulation | Level 1: Batt insulation; Level 2: Detach and Reset; Level3: Faced; Level 4: R21; Level 5: Sq Ft
720 |  | Interior | Ceiling | Insulation | Level 1: Batt insulation; Level 2: Detach and Reset; Level3: Faced; Level 4: R25; Level 5: Sq Ft
721 |  | Interior | Ceiling | Insulation | Level 1: Batt insulation; Level 2: Detach and Reset; Level3: Faced; Level 4: R30; Level 5: Sq Ft
722 |  | Interior | Ceiling | Insulation | Level 1: Batt insulation; Level 2: Detach and Reset; Level3: Faced; Level 4: R36; Level 5: Sq Ft
723 |  | Interior | Ceiling | Insulation | Level 1: Batt insulation; Level 2: Replace; Level3: Unfaced; Level 4: R6; Level 5: Sq Ft
724 |  | Interior | Ceiling | Insulation | Level 1: Batt insulation; Level 2: Replace; Level3: Unfaced; Level 4: R11; Level 5: Sq Ft
725 |  | Interior | Ceiling | Insulation | Level 1: Batt insulation; Level 2: Replace; Level3: Unfaced; Level 4: R12; Level 5: Sq Ft
726 |  | Interior | Ceiling | Insulation | Level 1: Batt insulation; Level 2: Replace; Level3: Unfaced; Level 4: R13; Level 5: Sq Ft
727 |  | Interior | Ceiling | Insulation | Level 1: Batt insulation; Level 2: Replace; Level3: Unfaced; Level 4: R19; Level 5: Sq Ft
728 |  | Interior | Ceiling | Insulation | Level 1: Batt insulation; Level 2: Replace; Level3: Unfaced; Level 4: R20; Level 5: Sq Ft
729 |  | Interior | Ceiling | Insulation | Level 1: Batt insulation; Level 2: Replace; Level3: Unfaced; Level 4: R21; Level 5: Sq Ft
730 |  | Interior | Ceiling | Insulation | Level 1: Batt insulation; Level 2: Replace; Level3: Unfaced; Level 4: R25; Level 5: Sq Ft
731 |  | Interior | Ceiling | Insulation | Level 1: Batt insulation; Level 2: Replace; Level3: Unfaced; Level 4: R30; Level 5: Sq Ft
732 |  | Interior | Ceiling | Insulation | Level 1: Batt insulation; Level 2: Replace; Level3: Unfaced; Level 4: R36; Level 5: Sq Ft
733 |  | Interior | Ceiling | Insulation | Level 1: Batt insulation; Level 2: Replace; Level3: Faced; Level 4: R6; Level 5: Sq Ft
734 |  | Interior | Ceiling | Insulation | Level 1: Batt insulation; Level 2: Replace; Level3: Faced; Level 4: R11; Level 5: Sq Ft
735 |  | Interior | Ceiling | Insulation | Level 1: Batt insulation; Level 2: Replace; Level3: Faced; Level 4: R12; Level 5: Sq Ft
736 |  | Interior | Ceiling | Insulation | Level 1: Batt insulation; Level 2: Replace; Level3: Faced; Level 4: R13; Level 5: Sq Ft
737 |  | Interior | Ceiling | Insulation | Level 1: Batt insulation; Level 2: Replace; Level3: Faced; Level 4: R19; Level 5: Sq Ft
738 |  | Interior | Ceiling | Insulation | Level 1: Batt insulation; Level 2: Replace; Level3: Faced; Level 4: R20; Level 5: Sq Ft
739 |  | Interior | Ceiling | Insulation | Level 1: Batt insulation; Level 2: Replace; Level3: Faced; Level 4: R21; Level 5: Sq Ft
740 |  | Interior | Ceiling | Insulation | Level 1: Batt insulation; Level 2: Replace; Level3: Faced; Level 4: R25; Level 5: Sq Ft
741 |  | Interior | Ceiling | Insulation | Level 1: Batt insulation; Level 2: Replace; Level3: Faced; Level 4: R30; Level 5: Sq Ft
742 |  | Interior | Ceiling | Insulation | Level 1: Batt insulation; Level 2: Replace; Level3: Faced; Level 4: R36; Level 5: Sq Ft
743 |  | Interior | Ceiling | Insulation | Level 1: Batt insulation; Level 2: Consideration needed for confined space
744 |  | Interior | Ceiling | Insulation | Level 1: Vinyl Faced; Level 2: Detach and Reset; Level3: 2"; Level 4: Sq Ft
745 |  | Interior | Ceiling | Insulation | Level 1: Vinyl Faced; Level 2: Detach and Reset; Level3: 3"; Level 4: Sq Ft
746 |  | Interior | Ceiling | Insulation | Level 1: Vinyl Faced; Level 2: Detach and Reset; Level3: 4"; Level 4: Sq Ft
747 |  | Interior | Ceiling | Insulation | Level 1: Vinyl Faced; Level 2: Replace; Level3: 2"; Level 4: Sq Ft
748 |  | Interior | Ceiling | Insulation | Level 1: Vinyl Faced; Level 2: Replace; Level3: 3"; Level 4: Sq Ft
749 |  | Interior | Ceiling | Insulation | Level 1: Vinyl Faced; Level 2: Replace; Level3: 4"; Level 4: Sq Ft
750 |  | Interior | Ceiling | Insulation | Level 1: Mineral Wool; Level 2: Detach and Reset; Level3: 2"; Level 4: Sq Ft
751 |  | Interior | Ceiling | Insulation | Level 1: Mineral Wool; Level 2: Detach and Reset; Level3: 4"; Level 4: Sq Ft
752 |  | Interior | Ceiling | Insulation | Level 1: Mineral Wool; Level 2: Detach and Reset; Level3: 6"; Level 4: Sq Ft
753 |  | Interior | Ceiling | Insulation | Level 1: Mineral Wool; Level 2: Replace; Level3: 2"; Level 4: Sq Ft
754 |  | Interior | Ceiling | Insulation | Level 1: Mineral Wool; Level 2: Replace; Level3: 4"; Level 4: Sq Ft
755 |  | Interior | Ceiling | Insulation | Level 1: Mineral Wool; Level 2: Replace; Level3: 6"; Level 4: Sq Ft
756 |  | Interior | Ceiling | Insulation | Blown In insulation | Detach and Reset | Fiberglass | 6" | Sq Ft | Insulation needed | Sq Ft
757 |  | Interior | Ceiling | Insulation | Blown In insulation | Detach and Reset | Fiberglass | 6" | Sq Ft | Insulation NOT needed
758 |  | Interior | Ceiling | Insulation | Blown In insulation | Detach and Reset | Fiberglass | 8" | Sq Ft | Insulation needed | Sq Ft
759 |  | Interior | Ceiling | Insulation | Blown In insulation | Detach and Reset | Fiberglass | 8" | Sq Ft | Insulation NOT needed
760 |  | Interior | Ceiling | Insulation | Blown In insulation | Detach and Reset | Fiberglass | 10" | Sq Ft | Insulation needed | Sq Ft
761 |  | Interior | Ceiling | Insulation | Blown In insulation | Detach and Reset | Fiberglass | 10" | Sq Ft | Insulation NOT needed
762 |  | Interior | Ceiling | Insulation | Blown In insulation | Detach and Reset | Fiberglass | 12" | Sq Ft | Insulation needed | Sq Ft
763 |  | Interior | Ceiling | Insulation | Blown In insulation | Detach and Reset | Fiberglass | 12" | Sq Ft | Insulation NOT needed
764 |  | Interior | Ceiling | Insulation | Blown In insulation | Detach and Reset | Fiberglass | 14" | Sq Ft | Insulation needed | Sq Ft
765 |  | Interior | Ceiling | Insulation | Blown In insulation | Detach and Reset | Fiberglass | 14" | Sq Ft | Insulation NOT needed
766 |  | Interior | Ceiling | Insulation | Blown In insulation | Detach and Reset | Fiberglass | 16" | Sq Ft | Insulation needed | Sq Ft
767 |  | Interior | Ceiling | Insulation | Blown In insulation | Detach and Reset | Fiberglass | 16" | Sq Ft | Insulation NOT needed
768 |  | Interior | Ceiling | Insulation | Blown In insulation | Detach and Reset | Fiberglass | 18" | Sq Ft | Insulation needed | Sq Ft
769 |  | Interior | Ceiling | Insulation | Blown In insulation | Detach and Reset | Fiberglass | 18" | Sq Ft | Insulation NOT needed
770 |  | Interior | Ceiling | Insulation | Blown In insulation | Detach and Reset | Fiberglass | 20" | Sq Ft | Insulation needed | Sq Ft
771 |  | Interior | Ceiling | Insulation | Blown In insulation | Detach and Reset | Fiberglass | 20" | Sq Ft | Insulation NOT needed
772 |  | Interior | Ceiling | Insulation | Blown In insulation | Detach and Reset | Fiberglass | 24" | Sq Ft | Insulation needed | Sq Ft
773 |  | Interior | Ceiling | Insulation | Blown In insulation | Detach and Reset | Fiberglass | 24" | Sq Ft | Insulation NOT needed
774 |  | Interior | Ceiling | Insulation | Blown In insulation | Detach and Reset | Cellulose | 6" | Sq Ft | Insulation needed | Sq Ft
775 |  | Interior | Ceiling | Insulation | Blown In insulation | Detach and Reset | Cellulose | 6" | Sq Ft | Insulation NOT needed
776 |  | Interior | Ceiling | Insulation | Blown In insulation | Detach and Reset | Cellulose | 8" | Sq Ft | Insulation needed | Sq Ft
777 |  | Interior | Ceiling | Insulation | Blown In insulation | Detach and Reset | Cellulose | 8" | Sq Ft | Insulation NOT needed
778 |  | Interior | Ceiling | Insulation | Blown In insulation | Detach and Reset | Cellulose | 10" | Sq Ft | Insulation needed | Sq Ft
779 |  | Interior | Ceiling | Insulation | Blown In insulation | Detach and Reset | Cellulose | 10" | Sq Ft | Insulation NOT needed
780 |  | Interior | Ceiling | Insulation | Blown In insulation | Detach and Reset | Cellulose | 12" | Sq Ft | Insulation needed | Sq Ft
781 |  | Interior | Ceiling | Insulation | Blown In insulation | Detach and Reset | Cellulose | 12" | Sq Ft | Insulation NOT needed
782 |  | Interior | Ceiling | Insulation | Blown In insulation | Detach and Reset | Cellulose | 14" | Sq Ft | Insulation needed | Sq Ft
783 |  | Interior | Ceiling | Insulation | Blown In insulation | Detach and Reset | Cellulose | 14" | Sq Ft | Insulation NOT needed
784 |  | Interior | Ceiling | Insulation | Blown In insulation | Replace | Fiberglass | 6" | Sq Ft | Insulation needed | Sq Ft
785 |  | Interior | Ceiling | Insulation | Blown In insulation | Replace | Fiberglass | 6" | Sq Ft | Insulation NOT needed
786 |  | Interior | Ceiling | Insulation | Blown In insulation | Replace | Fiberglass | 8" | Sq Ft | Insulation needed | Sq Ft
787 |  | Interior | Ceiling | Insulation | Blown In insulation | Replace | Fiberglass | 8" | Sq Ft | Insulation NOT needed
788 |  | Interior | Ceiling | Insulation | Blown In insulation | Replace | Fiberglass | 10" | Sq Ft | Insulation needed | Sq Ft
789 |  | Interior | Ceiling | Insulation | Blown In insulation | Replace | Fiberglass | 10" | Sq Ft | Insulation NOT needed
790 |  | Interior | Ceiling | Insulation | Blown In insulation | Replace | Fiberglass | 12" | Sq Ft | Insulation needed | Sq Ft
791 |  | Interior | Ceiling | Insulation | Blown In insulation | Replace | Fiberglass | 12" | Sq Ft | Insulation NOT needed
792 |  | Interior | Ceiling | Insulation | Blown In insulation | Replace | Fiberglass | 14" | Sq Ft | Insulation needed | Sq Ft
793 |  | Interior | Ceiling | Insulation | Blown In insulation | Replace | Fiberglass | 14" | Sq Ft | Insulation NOT needed
794 |  | Interior | Ceiling | Insulation | Blown In insulation | Replace | Fiberglass | 16" | Sq Ft | Insulation needed | Sq Ft
795 |  | Interior | Ceiling | Insulation | Blown In insulation | Replace | Fiberglass | 16" | Sq Ft | Insulation NOT needed
796 |  | Interior | Ceiling | Insulation | Blown In insulation | Replace | Fiberglass | 18" | Sq Ft | Insulation needed | Sq Ft
797 |  | Interior | Ceiling | Insulation | Blown In insulation | Replace | Fiberglass | 18" | Sq Ft | Insulation NOT needed
798 |  | Interior | Ceiling | Insulation | Blown In insulation | Replace | Fiberglass | 20" | Sq Ft | Insulation needed | Sq Ft
799 |  | Interior | Ceiling | Insulation | Blown In insulation | Replace | Fiberglass | 20" | Sq Ft | Insulation NOT needed
800 |  | Interior | Ceiling | Insulation | Blown In insulation | Replace | Fiberglass | 24" | Sq Ft | Insulation needed | Sq Ft
801 |  | Interior | Ceiling | Insulation | Blown In insulation | Replace | Fiberglass | 24" | Sq Ft | Insulation NOT needed
802 |  | Interior | Ceiling | Insulation | Blown In insulation | Replace | Cellulose | 6" | Sq Ft | Insulation needed | Sq Ft
803 |  | Interior | Ceiling | Insulation | Blown In insulation | Replace | Cellulose | 6" | Sq Ft | Insulation NOT needed
804 |  | Interior | Ceiling | Insulation | Blown In insulation | Replace | Cellulose | 8" | Sq Ft | Insulation needed | Sq Ft
805 |  | Interior | Ceiling | Insulation | Blown In insulation | Replace | Cellulose | 8" | Sq Ft | Insulation NOT needed
806 |  | Interior | Ceiling | Insulation | Blown In insulation | Replace | Cellulose | 10" | Sq Ft | Insulation needed | Sq Ft
807 |  | Interior | Ceiling | Insulation | Blown In insulation | Replace | Cellulose | 10" | Sq Ft | Insulation NOT needed
808 |  | Interior | Ceiling | Insulation | Blown In insulation | Replace | Cellulose | 12" | Sq Ft | Insulation needed | Sq Ft
809 |  | Interior | Ceiling | Insulation | Blown In insulation | Replace | Cellulose | 12" | Sq Ft | Insulation NOT needed
810 |  | Interior | Ceiling | Insulation | Blown In insulation | Replace | Cellulose | 14" | Sq Ft | Insulation needed | Sq Ft
811 |  | Interior | Ceiling | Insulation | Blown In insulation | Replace | Cellulose | 14" | Sq Ft | Insulation NOT needed
812 |  | Interior | Ceiling | Insulation | Level 1: Net and Blow insulation; Level 2: Detach and Reset; Level3: 4"; Level 4: Sq Ft
813 |  | Interior | Ceiling | Insulation | Level 1: Net and Blow insulation; Level 2: Detach and Reset; Level3: 6"; Level 4: Sq Ft
814 |  | Interior | Ceiling | Insulation | Level 1: Net and Blow insulation; Level 2: Detach and Reset; Level3: 8"; Level 4: Sq Ft
815 |  | Interior | Ceiling | Insulation | Level 1: Net and Blow insulation; Level 2: Detach and Reset; Level3: 10"; Level 4: Sq Ft
816 |  | Interior | Ceiling | Insulation | Level 1: Net and Blow insulation; Level 2: Detach and Reset; Level3: 12"; Level 4: Sq Ft
817 |  | Interior | Ceiling | Insulation | Level 1: Net and Blow insulation; Level 2: Replace; Level3: 4"; Level 4: Sq Ft
818 |  | Interior | Ceiling | Insulation | Level 1: Net and Blow insulation; Level 2: Replace; Level3: 6"; Level 4: Sq Ft
819 |  | Interior | Ceiling | Insulation | Level 1: Net and Blow insulation; Level 2: Replace; Level3: 8"; Level 4: Sq Ft
820 |  | Interior | Ceiling | Insulation | Level 1: Net and Blow insulation; Level 2: Replace; Level3: 10"; Level 4: Sq Ft
821 |  | Interior | Ceiling | Insulation | Level 1: Net and Blow insulation; Level 2: Replace; Level3: 12"; Level 4: Sq Ft
822 |  | Interior | Ceiling | Insulation | Level 1: Sprayed Polyurethane Foam; Level 2: Detach and Reset; Level3: 4” open cell; Level 4: Sq Ft; Level 5: Consideration needed for confined space
823 |  | Interior | Ceiling | Insulation | Level 1: Sprayed Polyurethane Foam; Level 2: Detach and Reset; Level3: 4” open cell; Level 4: Sq Ft; Level 5: Consideration NOT needed for confined space
824 |  | Interior | Ceiling | Insulation | Level 1: Sprayed Polyurethane Foam; Level 2: Detach and Reset; Level3: 6” open cell; Level 4: Sq Ft; Level 5: Consideration needed for confined space
825 |  | Interior | Ceiling | Insulation | Level 1: Sprayed Polyurethane Foam; Level 2: Detach and Reset; Level3: 6” open cell; Level 4: Sq Ft; Level 5: Consideration NOT needed for confined space
826 |  | Interior | Ceiling | Insulation | Level 1: Sprayed Polyurethane Foam; Level 2: Replace; Level3: 4” open cell; Level 4: Sq Ft; Level 5: Consideration needed for confined space
827 |  | Interior | Ceiling | Insulation | Level 1: Sprayed Polyurethane Foam; Level 2: Replace; Level3: 4” open cell; Level 4: Sq Ft; Level 5: Consideration NOT needed for confined space
828 |  | Interior | Ceiling | Insulation | Level 1: Sprayed Polyurethane Foam; Level 2: Replace; Level3: 6” open cell; Level 4: Sq Ft; Level 5: Consideration needed for confined space
829 |  | Interior | Ceiling | Insulation | Level 1: Sprayed Polyurethane Foam; Level 2: Replace; Level3: 6” open cell; Level 4: Sq Ft; Level 5: Consideration NOT needed for confined space
830 |  | Interior | Ceiling | Insulation | Level 1: Rigid Foam insulation; Level 2: Detach and Reset; Level3: ½”; Level 4: Sq Ft
831 |  | Interior | Ceiling | Insulation | Level 1: Rigid Foam insulation; Level 2: Detach and Reset; Level3: 3/4”(.75); Level 4: Sq Ft
832 |  | Interior | Ceiling | Insulation | Level 1: Rigid Foam insulation; Level 2: Detach and Reset; Level3: 1”; Level 4: Sq Ft
833 |  | Interior | Ceiling | Insulation | Level 1: Rigid Foam insulation; Level 2: Detach and Reset; Level3: 1-1/2”(1.5); Level 4: Sq Ft
834 |  | Interior | Ceiling | Insulation | Level 1: Rigid Foam insulation; Level 2: Detach and Reset; Level3: 2”; Level 4: Sq Ft
835 |  | Interior | Ceiling | Insulation | Level 1: Rigid Foam insulation; Level 2: Replace; Level3: ½”; Level 4: Sq Ft
836 |  | Interior | Ceiling | Insulation | Level 1: Rigid Foam insulation; Level 2: Replace; Level3: 3/4”(.75); Level 4: Sq Ft
837 |  | Interior | Ceiling | Insulation | Level 1: Rigid Foam insulation; Level 2: Replace; Level3: 1”; Level 4: Sq Ft
838 |  | Interior | Ceiling | Insulation | Level 1: Rigid Foam insulation; Level 2: Replace; Level3: 1-1/2”(1.5); Level 4: Sq Ft
839 |  | Interior | Ceiling | Insulation | Level 1: Rigid Foam insulation; Level 2: Replace; Level3: 2”; Level 4: Sq Ft
840 |  | Interior | Ceiling | Structural | Ceiling- Floor joists | Engineered Wood Joist | Bar Joist | Replace | 2x9-1/2” | Temporary Bracing/Shoring Needed | Overall Span of Joist
841 |  | Interior | Ceiling | Structural | Ceiling- Floor joists | Engineered Wood Joist | Bar Joist | Replace | 2x9-1/2” | Temporary Bracing/Shoring NOT Needed | Overall Span of Joist
842 |  | Interior | Ceiling | Structural | Ceiling- Floor joists | Engineered Wood Joist | Bar Joist | Replace | 2x9-1/2” | Temporary Bracing/Shoring Needed | # of joists
843 |  | Interior | Ceiling | Structural | Ceiling- Floor joists | Engineered Wood Joist | Bar Joist | Replace | 2x9-1/2” | Temporary Bracing/Shoring NOT Needed | # of joists
844 |  | Interior | Ceiling | Structural | Ceiling- Floor joists | Engineered Wood Joist | Bar Joist | Replace | 2x117/8” | Temporary Bracing/Shoring Needed | Overall Span of Joist
845 |  | Interior | Ceiling | Structural | Ceiling- Floor joists | Engineered Wood Joist | Bar Joist | Replace | 2x117/8” | Temporary Bracing/Shoring NOT Needed | Overall Span of Joist
846 |  | Interior | Ceiling | Structural | Ceiling- Floor joists | Engineered Wood Joist | Bar Joist | Replace | 2x117/8” | Temporary Bracing/Shoring Needed | # of joists
847 |  | Interior | Ceiling | Structural | Ceiling- Floor joists | Engineered Wood Joist | Bar Joist | Replace | 2x117/8” | Temporary Bracing/Shoring NOT Needed | # of joists
848 |  | Interior | Ceiling | Structural | Ceiling- Floor joists | Engineered Wood Joist | Bar Joist | Replace | 2x14” | Temporary Bracing/Shoring Needed | Overall Span of Joist
849 |  | Interior | Ceiling | Structural | Ceiling- Floor joists | Engineered Wood Joist | Bar Joist | Replace | 2x14” | Temporary Bracing/Shoring NOT Needed | Overall Span of Joist
850 |  | Interior | Ceiling | Structural | Ceiling- Floor joists | Engineered Wood Joist | Bar Joist | Replace | 2x14” | Temporary Bracing/Shoring Needed | # of joists
851 |  | Interior | Ceiling | Structural | Ceiling- Floor joists | Engineered Wood Joist | Bar Joist | Replace | 2x14” | Temporary Bracing/Shoring NOT Needed | # of joists
852 |  | Interior | Ceiling | Structural | Ceiling- Floor joists | Engineered Wood Joist | Bar Joist | Replace | 2x16” | Temporary Bracing/Shoring Needed | Overall Span of Joist
853 |  | Interior | Ceiling | Structural | Ceiling- Floor joists | Engineered Wood Joist | Bar Joist | Replace | 2x16” | Temporary Bracing/Shoring NOT Needed | Overall Span of Joist
854 |  | Interior | Ceiling | Structural | Ceiling- Floor joists | Engineered Wood Joist | Bar Joist | Replace | 2x16” | Temporary Bracing/Shoring Needed | # of joists
855 |  | Interior | Ceiling | Structural | Ceiling- Floor joists | Engineered Wood Joist | Bar Joist | Replace | 2x16” | Temporary Bracing/Shoring NOT Needed | # of joists
856 |  | Interior | Ceiling | Structural | Ceiling- Floor joists | Engineered Wood Joist | Bar Joist | Repair | 2x9-1/2” | Temporary Bracing/Shoring Needed | Overall Span of Joist
857 |  | Interior | Ceiling | Structural | Ceiling- Floor joists | Engineered Wood Joist | Bar Joist | Repair | 2x9-1/2” | Temporary Bracing/Shoring NOT Needed | Overall Span of Joist
858 |  | Interior | Ceiling | Structural | Ceiling- Floor joists | Engineered Wood Joist | Bar Joist | Repair | 2x9-1/2” | Temporary Bracing/Shoring Needed | # of joists
859 |  | Interior | Ceiling | Structural | Ceiling- Floor joists | Engineered Wood Joist | Bar Joist | Repair | 2x9-1/2” | Temporary Bracing/Shoring NOT Needed | # of joists
860 |  | Interior | Ceiling | Structural | Ceiling- Floor joists | Engineered Wood Joist | Bar Joist | Repair | 2x117/8” | Temporary Bracing/Shoring Needed | Overall Span of Joist
861 |  | Interior | Ceiling | Structural | Ceiling- Floor joists | Engineered Wood Joist | Bar Joist | Repair | 2x117/8” | Temporary Bracing/Shoring NOT Needed | Overall Span of Joist
862 |  | Interior | Ceiling | Structural | Ceiling- Floor joists | Engineered Wood Joist | Bar Joist | Repair | 2x117/8” | Temporary Bracing/Shoring Needed | # of joists
863 |  | Interior | Ceiling | Structural | Ceiling- Floor joists | Engineered Wood Joist | Bar Joist | Repair | 2x117/8” | Temporary Bracing/Shoring NOT Needed | # of joists
864 |  | Interior | Ceiling | Structural | Ceiling- Floor joists | Engineered Wood Joist | Bar Joist | Repair | 2x14” | Temporary Bracing/Shoring Needed | Overall Span of Joist
865 |  | Interior | Ceiling | Structural | Ceiling- Floor joists | Engineered Wood Joist | Bar Joist | Repair | 2x14” | Temporary Bracing/Shoring NOT Needed | Overall Span of Joist
866 |  | Interior | Ceiling | Structural | Ceiling- Floor joists | Engineered Wood Joist | Bar Joist | Repair | 2x14” | Temporary Bracing/Shoring Needed | # of joists
867 |  | Interior | Ceiling | Structural | Ceiling- Floor joists | Engineered Wood Joist | Bar Joist | Repair | 2x14” | Temporary Bracing/Shoring NOT Needed | # of joists
868 |  | Interior | Ceiling | Structural | Ceiling- Floor joists | Engineered Wood Joist | Bar Joist | Repair | 2x16” | Temporary Bracing/Shoring Needed | Overall Span of Joist
869 |  | Interior | Ceiling | Structural | Ceiling- Floor joists | Engineered Wood Joist | Bar Joist | Repair | 2x16” | Temporary Bracing/Shoring NOT Needed | Overall Span of Joist
870 |  | Interior | Ceiling | Structural | Ceiling- Floor joists | Engineered Wood Joist | Bar Joist | Repair | 2x16” | Temporary Bracing/Shoring Needed | # of joists
871 |  | Interior | Ceiling | Structural | Ceiling- Floor joists | Engineered Wood Joist | Bar Joist | Repair | 2x16” | Temporary Bracing/Shoring NOT Needed | # of joists
872 |  | Interior | Ceiling | Structural | Ceiling- Floor joists | Engineered Wood Joist | I-Joist | Replace | Flange: 1-1/2” | Depth: 9-1/2” | Temporary Bracing/Shoring NOT Needed | Overall Span of Joist (ln ft)
873 |  | Interior | Ceiling | Structural | Ceiling- Floor joists | Engineered Wood Joist | I-Joist | Replace | Flange: 1-1/2” | Depth: 9-1/2” | Temporary Bracing/Shoring Needed | Overall Span of Joist (ln ft)
874 |  | Interior | Ceiling | Structural | Ceiling- Floor joists | Engineered Wood Joist | I-Joist | Replace | Flange: 1-1/2” | Depth: 12” | Temporary Bracing/Shoring NOT Needed | Overall Span of Joist (ln ft)
875 |  | Interior | Ceiling | Structural | Ceiling- Floor joists | Engineered Wood Joist | I-Joist | Replace | Flange: 1-1/2” | Depth: 12” | Temporary Bracing/Shoring Needed | Overall Span of Joist (ln ft)
876 |  | Interior | Ceiling | Structural | Ceiling- Floor joists | Engineered Wood Joist | I-Joist | Replace | Flange: 1-1/2” | Depth: 14” | Temporary Bracing/Shoring NOT Needed | Overall Span of Joist (ln ft)
877 |  | Interior | Ceiling | Structural | Ceiling- Floor joists | Engineered Wood Joist | I-Joist | Replace | Flange: 1-1/2” | Depth: 14” | Temporary Bracing/Shoring Needed | Overall Span of Joist (ln ft)
878 |  | Interior | Ceiling | Structural | Ceiling- Floor joists | Engineered Wood Joist | I-Joist | Replace | Flange: 1-1/2” | Depth: 16” | Temporary Bracing/Shoring NOT Needed | Overall Span of Joist (ln ft)
879 |  | Interior | Ceiling | Structural | Ceiling- Floor joists | Engineered Wood Joist | I-Joist | Replace | Flange: 1-1/2” | Depth: 16” | Temporary Bracing/Shoring Needed | Overall Span of Joist (ln ft)
880 |  | Interior | Ceiling | Structural | Ceiling- Floor joists | Engineered Wood Joist | I-Joist | Replace | Flange: 1-3/4” | Depth: 9-1/2” | Temporary Bracing/Shoring NOT Needed | Overall Span of Joist (ln ft)
881 |  | Interior | Ceiling | Structural | Ceiling- Floor joists | Engineered Wood Joist | I-Joist | Replace | Flange: 1-3/4” | Depth: 9-1/2” | Temporary Bracing/Shoring Needed | Overall Span of Joist (ln ft)
882 |  | Interior | Ceiling | Structural | Ceiling- Floor joists | Engineered Wood Joist | I-Joist | Replace | Flange: 1-3/4” | Depth: 12” | Temporary Bracing/Shoring NOT Needed | Overall Span of Joist (ln ft)
883 |  | Interior | Ceiling | Structural | Ceiling- Floor joists | Engineered Wood Joist | I-Joist | Replace | Flange: 1-3/4” | Depth: 12” | Temporary Bracing/Shoring Needed | Overall Span of Joist (ln ft)
884 |  | Interior | Ceiling | Structural | Ceiling- Floor joists | Engineered Wood Joist | I-Joist | Replace | Flange: 1-3/4” | Depth: 14” | Temporary Bracing/Shoring NOT Needed | Overall Span of Joist (ln ft)
885 |  | Interior | Ceiling | Structural | Ceiling- Floor joists | Engineered Wood Joist | I-Joist | Replace | Flange: 1-3/4” | Depth: 14” | Temporary Bracing/Shoring Needed | Overall Span of Joist (ln ft)
886 |  | Interior | Ceiling | Structural | Ceiling- Floor joists | Engineered Wood Joist | I-Joist | Replace | Flange: 1-3/4” | Depth: 16” | Temporary Bracing/Shoring NOT Needed | Overall Span of Joist (ln ft)
887 |  | Interior | Ceiling | Structural | Ceiling- Floor joists | Engineered Wood Joist | I-Joist | Replace | Flange: 1-3/4” | Depth: 16” | Temporary Bracing/Shoring Needed | Overall Span of Joist (ln ft)
888 |  | Interior | Ceiling | Structural | Ceiling- Floor joists | Engineered Wood Joist | I-Joist | Replace | Flange: 2-5/16” | Depth: 9-1/2” | Temporary Bracing/Shoring NOT Needed | Overall Span of Joist (ln ft)
889 |  | Interior | Ceiling | Structural | Ceiling- Floor joists | Engineered Wood Joist | I-Joist | Replace | Flange: 2-5/16” | Depth: 9-1/2” | Temporary Bracing/Shoring Needed | Overall Span of Joist (ln ft)
890 |  | Interior | Ceiling | Structural | Ceiling- Floor joists | Engineered Wood Joist | I-Joist | Replace | Flange: 2-5/16” | Depth: 12” | Temporary Bracing/Shoring NOT Needed | Overall Span of Joist (ln ft)
891 |  | Interior | Ceiling | Structural | Ceiling- Floor joists | Engineered Wood Joist | I-Joist | Replace | Flange: 2-5/16” | Depth: 12” | Temporary Bracing/Shoring Needed | Overall Span of Joist (ln ft)
892 |  | Interior | Ceiling | Structural | Ceiling- Floor joists | Engineered Wood Joist | I-Joist | Replace | Flange: 2-5/16” | Depth: 14” | Temporary Bracing/Shoring NOT Needed | Overall Span of Joist (ln ft)
893 |  | Interior | Ceiling | Structural | Ceiling- Floor joists | Engineered Wood Joist | I-Joist | Replace | Flange: 2-5/16” | Depth: 14” | Temporary Bracing/Shoring Needed | Overall Span of Joist (ln ft)
894 |  | Interior | Ceiling | Structural | Ceiling- Floor joists | Engineered Wood Joist | I-Joist | Replace | Flange: 2-5/16” | Depth: 16” | Temporary Bracing/Shoring NOT Needed | Overall Span of Joist (ln ft)
895 |  | Interior | Ceiling | Structural | Ceiling- Floor joists | Engineered Wood Joist | I-Joist | Replace | Flange: 2-5/16” | Depth: 16” | Temporary Bracing/Shoring Needed | Overall Span of Joist (ln ft)
896 |  | Interior | Ceiling | Structural | Ceiling- Floor joists | Engineered Wood Joist | I-Joist | Replace | Flange: 3-1/2” | Depth: 9-1/2” | Temporary Bracing/Shoring NOT Needed | Overall Span of Joist (ln ft)
897 |  | Interior | Ceiling | Structural | Ceiling- Floor joists | Engineered Wood Joist | I-Joist | Replace | Flange: 3-1/2” | Depth: 9-1/2” | Temporary Bracing/Shoring Needed | Overall Span of Joist (ln ft)
898 |  | Interior | Ceiling | Structural | Ceiling- Floor joists | Engineered Wood Joist | I-Joist | Replace | Flange: 3-1/2” | Depth: 12” | Temporary Bracing/Shoring NOT Needed | Overall Span of Joist (ln ft)
899 |  | Interior | Ceiling | Structural | Ceiling- Floor joists | Engineered Wood Joist | I-Joist | Replace | Flange: 3-1/2” | Depth: 12” | Temporary Bracing/Shoring Needed | Overall Span of Joist (ln ft)
900 |  | Interior | Ceiling | Structural | Ceiling- Floor joists | Engineered Wood Joist | I-Joist | Replace | Flange: 3-1/2” | Depth: 14” | Temporary Bracing/Shoring NOT Needed | Overall Span of Joist (ln ft)
901 |  | Interior | Ceiling | Structural | Ceiling- Floor joists | Engineered Wood Joist | I-Joist | Replace | Flange: 3-1/2” | Depth: 14” | Temporary Bracing/Shoring Needed | Overall Span of Joist (ln ft)
902 |  | Interior | Ceiling | Structural | Ceiling- Floor joists | Engineered Wood Joist | I-Joist | Replace | Flange: 3-1/2” | Depth: 16” | Temporary Bracing/Shoring NOT Needed | Overall Span of Joist (ln ft)
903 |  | Interior | Ceiling | Structural | Ceiling- Floor joists | Engineered Wood Joist | I-Joist | Replace | Flange: 3-1/2” | Depth: 16” | Temporary Bracing/Shoring Needed | Overall Span of Joist (ln ft)
904 |  | Interior | Ceiling | Structural | Ceiling- Floor joists | Engineered Wood Joist | I-Joist | Repair | Flange: 1-1/2” | Depth: 9-1/2” | Temporary Bracing/Shoring NOT Needed | Overall Span of Joist (ln ft)
905 |  | Interior | Ceiling | Structural | Ceiling- Floor joists | Engineered Wood Joist | I-Joist | Repair | Flange: 1-1/2” | Depth: 9-1/2” | Temporary Bracing/Shoring Needed | Overall Span of Joist (ln ft)
906 |  | Interior | Ceiling | Structural | Ceiling- Floor joists | Engineered Wood Joist | I-Joist | Repair | Flange: 1-1/2” | Depth: 12” | Temporary Bracing/Shoring NOT Needed | Overall Span of Joist (ln ft)
907 |  | Interior | Ceiling | Structural | Ceiling- Floor joists | Engineered Wood Joist | I-Joist | Repair | Flange: 1-1/2” | Depth: 12” | Temporary Bracing/Shoring Needed | Overall Span of Joist (ln ft)
908 |  | Interior | Ceiling | Structural | Ceiling- Floor joists | Engineered Wood Joist | I-Joist | Repair | Flange: 1-1/2” | Depth: 14” | Temporary Bracing/Shoring NOT Needed | Overall Span of Joist (ln ft)
909 |  | Interior | Ceiling | Structural | Ceiling- Floor joists | Engineered Wood Joist | I-Joist | Repair | Flange: 1-1/2” | Depth: 14” | Temporary Bracing/Shoring Needed | Overall Span of Joist (ln ft)
910 |  | Interior | Ceiling | Structural | Ceiling- Floor joists | Engineered Wood Joist | I-Joist | Repair | Flange: 1-1/2” | Depth: 16” | Temporary Bracing/Shoring NOT Needed | Overall Span of Joist (ln ft)
911 |  | Interior | Ceiling | Structural | Ceiling- Floor joists | Engineered Wood Joist | I-Joist | Repair | Flange: 1-1/2” | Depth: 16” | Temporary Bracing/Shoring Needed | Overall Span of Joist (ln ft)
912 |  | Interior | Ceiling | Structural | Ceiling- Floor joists | Engineered Wood Joist | I-Joist | Repair | Flange: 1-3/4” | Depth: 9-1/2” | Temporary Bracing/Shoring NOT Needed | Overall Span of Joist (ln ft)
913 |  | Interior | Ceiling | Structural | Ceiling- Floor joists | Engineered Wood Joist | I-Joist | Repair | Flange: 1-3/4” | Depth: 9-1/2” | Temporary Bracing/Shoring Needed | Overall Span of Joist (ln ft)
914 |  | Interior | Ceiling | Structural | Ceiling- Floor joists | Engineered Wood Joist | I-Joist | Repair | Flange: 1-3/4” | Depth: 12” | Temporary Bracing/Shoring NOT Needed | Overall Span of Joist (ln ft)
915 |  | Interior | Ceiling | Structural | Ceiling- Floor joists | Engineered Wood Joist | I-Joist | Repair | Flange: 1-3/4” | Depth: 12” | Temporary Bracing/Shoring Needed | Overall Span of Joist (ln ft)
916 |  | Interior | Ceiling | Structural | Ceiling- Floor joists | Engineered Wood Joist | I-Joist | Repair | Flange: 1-3/4” | Depth: 14” | Temporary Bracing/Shoring NOT Needed | Overall Span of Joist (ln ft)
917 |  | Interior | Ceiling | Structural | Ceiling- Floor joists | Engineered Wood Joist | I-Joist | Repair | Flange: 1-3/4” | Depth: 14” | Temporary Bracing/Shoring Needed | Overall Span of Joist (ln ft)
918 |  | Interior | Ceiling | Structural | Ceiling- Floor joists | Engineered Wood Joist | I-Joist | Repair | Flange: 1-3/4” | Depth: 16” | Temporary Bracing/Shoring NOT Needed | Overall Span of Joist (ln ft)
919 |  | Interior | Ceiling | Structural | Ceiling- Floor joists | Engineered Wood Joist | I-Joist | Repair | Flange: 1-3/4” | Depth: 16” | Temporary Bracing/Shoring Needed | Overall Span of Joist (ln ft)
920 |  | Interior | Ceiling | Structural | Ceiling- Floor joists | Engineered Wood Joist | I-Joist | Repair | Flange: 2-5/16” | Depth: 9-1/2” | Temporary Bracing/Shoring NOT Needed | Overall Span of Joist (ln ft)
921 |  | Interior | Ceiling | Structural | Ceiling- Floor joists | Engineered Wood Joist | I-Joist | Repair | Flange: 2-5/16” | Depth: 9-1/2” | Temporary Bracing/Shoring Needed | Overall Span of Joist (ln ft)
922 |  | Interior | Ceiling | Structural | Ceiling- Floor joists | Engineered Wood Joist | I-Joist | Repair | Flange: 2-5/16” | Depth: 12” | Temporary Bracing/Shoring NOT Needed | Overall Span of Joist (ln ft)
923 |  | Interior | Ceiling | Structural | Ceiling- Floor joists | Engineered Wood Joist | I-Joist | Repair | Flange: 2-5/16” | Depth: 12” | Temporary Bracing/Shoring Needed | Overall Span of Joist (ln ft)
924 |  | Interior | Ceiling | Structural | Ceiling- Floor joists | Engineered Wood Joist | I-Joist | Repair | Flange: 2-5/16” | Depth: 14” | Temporary Bracing/Shoring NOT Needed | Overall Span of Joist (ln ft)
925 |  | Interior | Ceiling | Structural | Ceiling- Floor joists | Engineered Wood Joist | I-Joist | Repair | Flange: 2-5/16” | Depth: 14” | Temporary Bracing/Shoring Needed | Overall Span of Joist (ln ft)
926 |  | Interior | Ceiling | Structural | Ceiling- Floor joists | Engineered Wood Joist | I-Joist | Repair | Flange: 2-5/16” | Depth: 16” | Temporary Bracing/Shoring NOT Needed | Overall Span of Joist (ln ft)
927 |  | Interior | Ceiling | Structural | Ceiling- Floor joists | Engineered Wood Joist | I-Joist | Repair | Flange: 2-5/16” | Depth: 16” | Temporary Bracing/Shoring Needed | Overall Span of Joist (ln ft)
928 |  | Interior | Ceiling | Structural | Ceiling- Floor joists | Engineered Wood Joist | I-Joist | Repair | Flange: 3-1/2” | Depth: 9-1/2” | Temporary Bracing/Shoring NOT Needed | Overall Span of Joist (ln ft)
929 |  | Interior | Ceiling | Structural | Ceiling- Floor joists | Engineered Wood Joist | I-Joist | Repair | Flange: 3-1/2” | Depth: 9-1/2” | Temporary Bracing/Shoring Needed | Overall Span of Joist (ln ft)
930 |  | Interior | Ceiling | Structural | Ceiling- Floor joists | Engineered Wood Joist | I-Joist | Repair | Flange: 3-1/2” | Depth: 12” | Temporary Bracing/Shoring NOT Needed | Overall Span of Joist (ln ft)
931 |  | Interior | Ceiling | Structural | Ceiling- Floor joists | Engineered Wood Joist | I-Joist | Repair | Flange: 3-1/2” | Depth: 12” | Temporary Bracing/Shoring Needed | Overall Span of Joist (ln ft)
932 |  | Interior | Ceiling | Structural | Ceiling- Floor joists | Engineered Wood Joist | I-Joist | Repair | Flange: 3-1/2” | Depth: 14” | Temporary Bracing/Shoring NOT Needed | Overall Span of Joist (ln ft)
933 |  | Interior | Ceiling | Structural | Ceiling- Floor joists | Engineered Wood Joist | I-Joist | Repair | Flange: 3-1/2” | Depth: 14” | Temporary Bracing/Shoring Needed | Overall Span of Joist (ln ft)
934 |  | Interior | Ceiling | Structural | Ceiling- Floor joists | Engineered Wood Joist | I-Joist | Repair | Flange: 3-1/2” | Depth: 16” | Temporary Bracing/Shoring NOT Needed | Overall Span of Joist (ln ft)
935 |  | Interior | Ceiling | Structural | Ceiling- Floor joists | Engineered Wood Joist | I-Joist | Repair | Flange: 3-1/2” | Depth: 16” | Temporary Bracing/Shoring Needed | Overall Span of Joist (ln ft)
936 |  | Interior | Ceiling | Structural | Ceiling- Floor joists | Engineered Wood Joist | Rim Joist | Engineered | Replace | Dimensions: 1-1/8”x9-1/2” | Linear Footage
937 |  | Interior | Ceiling | Structural | Ceiling- Floor joists | Engineered Wood Joist | Rim Joist | Engineered | Replace | Dimensions: 1-1/8”x11-7/8” | Linear Footage
938 |  | Interior | Ceiling | Structural | Ceiling- Floor joists | Engineered Wood Joist | Rim Joist | Engineered | Replace | Dimensions: 1-1/8”x14”’ 1-1/8”x16” | Linear Footage
939 |  | Interior | Ceiling | Structural | Ceiling- Floor joists | Engineered Wood Joist | Rim Joist | Engineered | Repair | Dimensions: 1-1/8”x9-1/2” | Linear Footage
940 |  | Interior | Ceiling | Structural | Ceiling- Floor joists | Engineered Wood Joist | Rim Joist | Engineered | Repair | Dimensions: 1-1/8”x11-7/8” | Linear Footage
941 |  | Interior | Ceiling | Structural | Ceiling- Floor joists | Engineered Wood Joist | Rim Joist | Engineered | Repair | Dimensions: 1-1/8”x14”’ 1-1/8”x16” | Linear Footage
942 |  | Interior | Ceiling | Structural | Ceiling- Floor joists | Engineered Wood Joist | Rim Joist | Engineered LVL | Replace | Dimensions: 1-5/16”x9-1/2”
943 |  | Interior | Ceiling | Structural | Ceiling- Floor joists | Engineered Wood Joist | Rim Joist | Engineered LVL | Replace | Dimensions: 1-5/16”x11-7/8”
944 |  | Interior | Ceiling | Structural | Ceiling- Floor joists | Engineered Wood Joist | Rim Joist | Engineered LVL | Replace | Dimensions: 1-5/16”x14”’ 1-5/16”x16”
945 |  | Interior | Ceiling | Structural | Level 1: Ceiling- Floor joists; Level 2: Floor Trusses; Level3: Repair; Level 4: Size: 2x4; Level 5: Linear Footage
946 |  | Interior | Ceiling | Structural | Level 1: Ceiling- Floor joists; Level 2: Floor Trusses; Level3: Repair; Level 4: Size: 2x6; Level 5: Linear Footage
947 |  | Interior | Ceiling | Structural | Level 1: Ceiling- Floor joists; Level 2: Floor Trusses; Level3: Repair; Level 4: Size: 2x10; Level 5: Linear Footage
948 |  | Interior | Ceiling | Structural | Level 1: Ceiling- Floor joists; Level 2: Floor Trusses; Level3: Repair; Level 4: Plywood: OSB; Level 5: Sq Ft
949 |  | Interior | Ceiling | Structural | Level 1: Ceiling- Floor joists; Level 2: Floor Trusses; Level3: Repair; Level 4: Plywood: CDX; Level 5: Sq Ft
950 |  | Interior | Ceiling | Structural | Level 1: Ceiling- Floor joists; Level 2: Floor Trusses; Level3: Repair; Level 4: Labor hours
951 |  | Interior | Ceiling | Structural | Level 1: Ceiling- Floor joists; Level 2: Floor Trusses; Level3: Replace; Level 4: Up to 16” deep; Level 5: Span of Floor truss
952 |  | Interior | Ceiling | Structural | Level 1: Ceiling- Floor joists; Level 2: Floor Trusses; Level3: Replace; Level 4: 16-22” deep; Level 5: Span of Floor truss
953 |  | Interior | Ceiling | Structural | Level 1: Ceiling- Floor joists; Level 2: Floor Trusses; Level3: Replace; Level 4: Up to 16” deep; Level 5: # of trusses
954 |  | Interior | Ceiling | Structural | Level 1: Ceiling- Floor joists; Level 2: Floor Trusses; Level3: Replace; Level 4: 16-22” deep; Level 5: # of trusses
955 |  | Interior | Ceiling | Structural | Level 1: Ceiling- Floor joists; Level 2: Floor Trusses; Level3: Replace; Level 4: Temporary Bracing/Shoring Needed
956 |  | Interior | Ceiling | Structural | Level 1: Ceiling- Floor joists; Level 2: Floor Trusses; Level3: Replace; Level 4: Temporary Bracing/Shoring NOT Needed
957 |  | Interior | Ceiling | Structural | Level 1: Ceiling- Floor joists; Level 2: Solid Wood Joist; Level3: Repair; Level 4: Lumber Dimension: 2x4; 2x6; 2x8; 2x10; 2x12; Level 5: Linear Footage
958 |  | Interior | Ceiling | Structural | Level 1: Ceiling- Floor joists; Level 2: Solid Wood Joist; Level3: Repair; Level 4: Lumber Dimension: 2x6; Level 5: Linear Footage
959 |  | Interior | Ceiling | Structural | Level 1: Ceiling- Floor joists; Level 2: Solid Wood Joist; Level3: Repair; Level 4: Lumber Dimension: 2x8; Level 5: Linear Footage
960 |  | Interior | Ceiling | Structural | Level 1: Ceiling- Floor joists; Level 2: Solid Wood Joist; Level3: Repair; Level 4: Lumber Dimension: 2x10; Level 5: Linear Footage
961 |  | Interior | Ceiling | Structural | Level 1: Ceiling- Floor joists; Level 2: Solid Wood Joist; Level3: Repair; Level 4: Lumber Dimension: 2x16; Level 5: Linear Footage
962 |  | Interior | Ceiling | Structural | Level 1: Ceiling- Floor joists; Level 2: Solid Wood Joist; Level3: Repair; Level 4: Framing Labor Hours
963 |  | Interior | Ceiling | Structural | Level 1: Ceiling- Floor joists; Level 2: Solid Wood Joist; Level3: Repair; Level 4: NOTE to explain hours
964 |  | Interior | Ceiling | Structural | Level 1: Ceiling- Floor joists; Level 2: Solid Wood Joist; Level3: Replace; Level 4: Stick Frame; Level 5: Linear Footage
965 |  | Interior | Ceiling | Structural | Ceiling- Floor joists | Solid Wood Joist | Replace | 12” OC | Temporary Bracing/Shoring Needed | Sq Ft
966 |  | Interior | Ceiling | Structural | Ceiling- Floor joists | Solid Wood Joist | Replace | 12” OC | Temporary Bracing/Shoring NOT Needed | Sq Ft
967 |  | Interior | Ceiling | Structural | Ceiling- Floor joists | Solid Wood Joist | Replace | 16” OC | Temporary Bracing/Shoring Needed | Sq Ft
968 |  | Interior | Ceiling | Structural | Ceiling- Floor joists | Solid Wood Joist | Replace | 16” OC | Temporary Bracing/Shoring NOT Needed | Sq Ft
969 |  | Interior | Ceiling | Structural | Ceiling- Floor joists | Solid Wood Joist | Replace | 24” OC | Temporary Bracing/Shoring Needed | Sq Ft
970 |  | Interior | Ceiling | Structural | Ceiling- Floor joists | Solid Wood Joist | Replace | 24” OC | Temporary Bracing/Shoring NOT Needed | Sq Ft
971 |  | Interior | Attic- unfinished basement-crawlspace | Clean- Seal- odor control | Level 1: Clean; Level 2: Bar joist; Level3: Light; Level 4: Total Linear Footage
972 |  | Interior | Attic- unfinished basement-crawlspace | Clean- Seal- odor control | Level 1: Clean; Level 2: Bar joist; Level3: Heavy; Level 4: Total Linear Footage
973 |  | Interior | Attic- unfinished basement-crawlspace | Clean- Seal- odor control | Level 1: Clean; Level 2: Stair Stringer; Level3: Light; Level 4: Total Linear Footage
974 |  | Interior | Attic- unfinished basement-crawlspace | Clean- Seal- odor control | Level 1: Clean; Level 2: Stair Stringer; Level3: Heavy; Level 4: Total Linear Footage
975 |  | Interior | Attic- unfinished basement-crawlspace | Clean- Seal- odor control | Level 1: Clean; Level 2: Floor or roof joist system; Level3: Light; Level 4: Sq Ft
976 |  | Interior | Attic- unfinished basement-crawlspace | Clean- Seal- odor control | Level 1: Clean; Level 2: Floor or roof joist system; Level3: Heavy; Level 4: Sq Ft
977 |  | Interior | Attic- unfinished basement-crawlspace | Clean- Seal- odor control | Level 1: Seal; Level 2: Attic; Level3: Slope: Up to 5/12; Level 4: Sq Ft
978 |  | Interior | Attic- unfinished basement-crawlspace | Clean- Seal- odor control | Level 1: Seal; Level 2: Attic; Level3: Slope: 6-8/12; Level 4: Sq Ft
979 |  | Interior | Attic- unfinished basement-crawlspace | Clean- Seal- odor control | Level 1: Seal; Level 2: Attic; Level3: Slope: 9-12/12; Level 4: Sq Ft
980 |  | Interior | Attic- unfinished basement-crawlspace | Clean- Seal- odor control | Level 1: Seal; Level 2: truss System; Level3: Slope: Up to 5/12; Level 4: Sq Ft
981 |  | Interior | Attic- unfinished basement-crawlspace | Clean- Seal- odor control | Level 1: Seal; Level 2: truss System; Level3: Slope: 6-8/12; Level 4: Sq Ft
982 |  | Interior | Attic- unfinished basement-crawlspace | Clean- Seal- odor control | Level 1: Seal; Level 2: truss System; Level3: Slope: 9-12/12; Level 4: Sq Ft
983 |  | Interior | Attic- unfinished basement-crawlspace | Clean- Seal- odor control | Level 1: Odor Control; Level 2: Attic; Level3: Slope: Up to 5/12; Level 4: Sq Ft
984 |  | Interior | Attic- unfinished basement-crawlspace | Clean- Seal- odor control | Level 1: Odor Control; Level 2: Attic; Level3: Slope: 6/12; Level 4: Sq Ft
985 |  | Interior | Attic- unfinished basement-crawlspace | Clean- Seal- odor control | Level 1: Odor Control; Level 2: Attic; Level3: Slope: 7/12; Level 4: Sq Ft
986 |  | Interior | Attic- unfinished basement-crawlspace | Clean- Seal- odor control | Level 1: Odor Control; Level 2: Attic; Level3: Slope: 8/12; Level 4: Sq Ft
987 |  | Interior | Attic- unfinished basement-crawlspace | Clean- Seal- odor control | Level 1: Odor Control; Level 2: Attic; Level3: Slope: 9/12; Level 4: Sq Ft
988 |  | Interior | Attic- unfinished basement-crawlspace | Clean- Seal- odor control | Level 1: Odor Control; Level 2: Attic; Level3: Slope: 10/12; Level 4: Sq Ft
989 |  | Interior | Attic- unfinished basement-crawlspace | Clean- Seal- odor control | Level 1: Odor Control; Level 2: Attic; Level3: Slope: 11/12; Level 4: Sq Ft
990 |  | Interior | Attic- unfinished basement-crawlspace | Clean- Seal- odor control | Level 1: Odor Control; Level 2: Attic; Level3: Slope: 12/12; Level 4: Sq Ft
991 |  | Interior | Attic- unfinished basement-crawlspace | Clean- Seal- odor control | Level 1: Odor Control; Level 2: truss System; Level3: Slope: Up to 5/12; Level 4: Sq Ft
992 |  | Interior | Attic- unfinished basement-crawlspace | Clean- Seal- odor control | Level 1: Odor Control; Level 2: truss System; Level3: Slope: 6/12; Level 4: Sq Ft
993 |  | Interior | Attic- unfinished basement-crawlspace | Clean- Seal- odor control | Level 1: Odor Control; Level 2: truss System; Level3: Slope: 7/12; Level 4: Sq Ft
994 |  | Interior | Attic- unfinished basement-crawlspace | Clean- Seal- odor control | Level 1: Odor Control; Level 2: truss System; Level3: Slope: 8/12; Level 4: Sq Ft
995 |  | Interior | Attic- unfinished basement-crawlspace | Clean- Seal- odor control | Level 1: Odor Control; Level 2: truss System; Level3: Slope: 9/12; Level 4: Sq Ft
996 |  | Interior | Attic- unfinished basement-crawlspace | Clean- Seal- odor control | Level 1: Odor Control; Level 2: truss System; Level3: Slope: 10/12; Level 4: Sq Ft
997 |  | Interior | Attic- unfinished basement-crawlspace | Clean- Seal- odor control | Level 1: Odor Control; Level 2: truss System; Level3: Slope: 11/12; Level 4: Sq Ft
998 |  | Interior | Attic- unfinished basement-crawlspace | Clean- Seal- odor control | Level 1: Odor Control; Level 2: truss System; Level3: Slope: 12/12; Level 4: Sq Ft
999 |  | Interior | Attic- unfinished basement-crawlspace | Trusses | Level 1: Roof Truss/Floor Truss; Level 2: Wood; Level3: Repair; Level 4: Size: 2x4; Level 5: Linear Footage
1000 |  | Interior | Attic- unfinished basement-crawlspace | Trusses | Level 1: Roof Truss/Floor Truss; Level 2: Wood; Level3: Repair; Level 4: Size: 2x6; Level 5: Linear Footage
1001 |  | Interior | Attic- unfinished basement-crawlspace | Trusses | Level 1: Roof Truss/Floor Truss; Level 2: Wood; Level3: Repair; Level 4: Size: 2x8; Level 5: Linear Footage
1002 |  | Interior | Attic- unfinished basement-crawlspace | Trusses | Level 1: Roof Truss/Floor Truss; Level 2: Wood; Level3: Repair; Level 4: Plywood: OSB; Level 5: Sq Ft
1003 |  | Interior | Attic- unfinished basement-crawlspace | Trusses | Level 1: Roof Truss/Floor Truss; Level 2: Wood; Level3: Repair; Level 4: Plywood: CDX; Level 5: Sq Ft
1004 |  | Interior | Attic- unfinished basement-crawlspace | Trusses | Level 1: Roof Truss; Level 2: Wood; Level3: Repair; Level 4: Labor hours
1005 |  | Interior | Attic- unfinished basement-crawlspace | Trusses | Level 1: Roof Truss; Level 2: Wood; Level3: Detach and Reset; Level 4: Linear footage of bottom cord
1006 |  | Interior | Attic- unfinished basement-crawlspace | Trusses | Roof Truss | Wood | Replace | Standard | Standard truss material | Slope: 3/12 | Overall Truss Span
1007 |  | Interior | Attic- unfinished basement-crawlspace | Trusses | Roof Truss | Wood | Replace | Standard | Standard truss material | Slope: 4/12 | Overall Truss Span
1008 |  | Interior | Attic- unfinished basement-crawlspace | Trusses | Roof Truss | Wood | Replace | Standard | Standard truss material | Slope: 6/12 | Overall Truss Span
1009 |  | Interior | Attic- unfinished basement-crawlspace | Trusses | Roof Truss | Wood | Replace | Standard | Standard truss material | Slope: 8/12 | Overall Truss Span
1010 |  | Interior | Attic- unfinished basement-crawlspace | Trusses | Roof Truss | Wood | Replace | Standard | Standard truss material | Slope:10/12 | Overall Truss Span
1011 |  | Interior | Attic- unfinished basement-crawlspace | Trusses | Roof Truss | Wood | Replace | Standard | Standard truss material | Slope: 12/12 | Overall Truss Span
1012 |  | Interior | Attic- unfinished basement-crawlspace | Trusses | Roof Truss | Wood | Replace | Standard | Treated lumber | Slope: 3/12 | Overall Truss Span
1013 |  | Interior | Attic- unfinished basement-crawlspace | Trusses | Roof Truss | Wood | Replace | Standard | Treated lumber | Slope: 4/12 | Overall Truss Span
1014 |  | Interior | Attic- unfinished basement-crawlspace | Trusses | Roof Truss | Wood | Replace | Standard | Treated lumber | Slope: 6/12 | Overall Truss Span
1015 |  | Interior | Attic- unfinished basement-crawlspace | Trusses | Roof Truss | Wood | Replace | Standard | Treated lumber | Slope: 8/12 | Overall Truss Span
1016 |  | Interior | Attic- unfinished basement-crawlspace | Trusses | Roof Truss | Wood | Replace | Standard | Treated lumber | Slope:10/12 | Overall Truss Span
1017 |  | Interior | Attic- unfinished basement-crawlspace | Trusses | Roof Truss | Wood | Replace | Standard | Treated lumber | Slope: 12/12 | Overall Truss Span
1018 |  | Interior | Attic- unfinished basement-crawlspace | Trusses | Roof Truss | Wood | Replace | Standard | Heavy loading | Slope: 3/12 | Overall Truss Span
1019 |  | Interior | Attic- unfinished basement-crawlspace | Trusses | Roof Truss | Wood | Replace | Standard | Heavy loading | Slope: 4/12 | Overall Truss Span
1020 |  | Interior | Attic- unfinished basement-crawlspace | Trusses | Roof Truss | Wood | Replace | Standard | Heavy loading | Slope: 6/12 | Overall Truss Span
1021 |  | Interior | Attic- unfinished basement-crawlspace | Trusses | Roof Truss | Wood | Replace | Standard | Heavy loading | Slope: 8/12 | Overall Truss Span
1022 |  | Interior | Attic- unfinished basement-crawlspace | Trusses | Roof Truss | Wood | Replace | Standard | Heavy loading | Slope:10/12 | Overall Truss Span
1023 |  | Interior | Attic- unfinished basement-crawlspace | Trusses | Roof Truss | Wood | Replace | Standard | Heavy loading | Slope: 12/12 | Overall Truss Span
1024 |  | Interior | Attic- unfinished basement-crawlspace | Trusses | Roof Truss | Wood | Replace | Attic truss | Standard truss material | Slope: 3/12 | Overall Truss Span
1025 |  | Interior | Attic- unfinished basement-crawlspace | Trusses | Roof Truss | Wood | Replace | Attic truss | Standard truss material | Slope: 4/12 | Overall Truss Span
1026 |  | Interior | Attic- unfinished basement-crawlspace | Trusses | Roof Truss | Wood | Replace | Attic truss | Standard truss material | Slope: 6/12 | Overall Truss Span
1027 |  | Interior | Attic- unfinished basement-crawlspace | Trusses | Roof Truss | Wood | Replace | Attic truss | Standard truss material | Slope: 8/12 | Overall Truss Span
1028 |  | Interior | Attic- unfinished basement-crawlspace | Trusses | Roof Truss | Wood | Replace | Attic truss | Standard truss material | Slope:10/12 | Overall Truss Span
1029 |  | Interior | Attic- unfinished basement-crawlspace | Trusses | Roof Truss | Wood | Replace | Attic truss | Standard truss material | Slope: 12/12 | Overall Truss Span
1030 |  | Interior | Attic- unfinished basement-crawlspace | Trusses | Roof Truss | Wood | Replace | Attic truss | Treated lumber | Slope: 3/12 | Overall Truss Span
1031 |  | Interior | Attic- unfinished basement-crawlspace | Trusses | Roof Truss | Wood | Replace | Attic truss | Treated lumber | Slope: 4/12 | Overall Truss Span
1032 |  | Interior | Attic- unfinished basement-crawlspace | Trusses | Roof Truss | Wood | Replace | Attic truss | Treated lumber | Slope: 6/12 | Overall Truss Span
1033 |  | Interior | Attic- unfinished basement-crawlspace | Trusses | Roof Truss | Wood | Replace | Attic truss | Treated lumber | Slope: 8/12 | Overall Truss Span
1034 |  | Interior | Attic- unfinished basement-crawlspace | Trusses | Roof Truss | Wood | Replace | Attic truss | Treated lumber | Slope:10/12 | Overall Truss Span
1035 |  | Interior | Attic- unfinished basement-crawlspace | Trusses | Roof Truss | Wood | Replace | Attic truss | Treated lumber | Slope: 12/12 | Overall Truss Span
1036 |  | Interior | Attic- unfinished basement-crawlspace | Trusses | Roof Truss | Wood | Replace | Attic truss | Heavy loading | Slope: 3/12 | Overall Truss Span
1037 |  | Interior | Attic- unfinished basement-crawlspace | Trusses | Roof Truss | Wood | Replace | Attic truss | Heavy loading | Slope: 4/12 | Overall Truss Span
1038 |  | Interior | Attic- unfinished basement-crawlspace | Trusses | Roof Truss | Wood | Replace | Attic truss | Heavy loading | Slope: 6/12 | Overall Truss Span
1039 |  | Interior | Attic- unfinished basement-crawlspace | Trusses | Roof Truss | Wood | Replace | Attic truss | Heavy loading | Slope: 8/12 | Overall Truss Span
1040 |  | Interior | Attic- unfinished basement-crawlspace | Trusses | Roof Truss | Wood | Replace | Attic truss | Heavy loading | Slope:10/12 | Overall Truss Span
1041 |  | Interior | Attic- unfinished basement-crawlspace | Trusses | Roof Truss | Wood | Replace | Attic truss | Heavy loading | Slope: 12/12 | Overall Truss Span
1042 |  | Interior | Attic- unfinished basement-crawlspace | Trusses | Roof Truss | Wood | Replace | Girder Truss | Standard truss material | Slope: 3/12 | Overall Truss Span
1043 |  | Interior | Attic- unfinished basement-crawlspace | Trusses | Roof Truss | Wood | Replace | Girder Truss | Standard truss material | Slope: 4/12 | Overall Truss Span
1044 |  | Interior | Attic- unfinished basement-crawlspace | Trusses | Roof Truss | Wood | Replace | Girder Truss | Standard truss material | Slope: 6/12 | Overall Truss Span
1045 |  | Interior | Attic- unfinished basement-crawlspace | Trusses | Roof Truss | Wood | Replace | Girder Truss | Standard truss material | Slope: 8/12 | Overall Truss Span
1046 |  | Interior | Attic- unfinished basement-crawlspace | Trusses | Roof Truss | Wood | Replace | Girder Truss | Standard truss material | Slope:10/12 | Overall Truss Span
1047 |  | Interior | Attic- unfinished basement-crawlspace | Trusses | Roof Truss | Wood | Replace | Girder Truss | Standard truss material | Slope: 12/12 | Overall Truss Span
1048 |  | Interior | Attic- unfinished basement-crawlspace | Trusses | Roof Truss | Wood | Replace | Girder Truss | Treated lumber | Slope: 3/12 | Overall Truss Span
1049 |  | Interior | Attic- unfinished basement-crawlspace | Trusses | Roof Truss | Wood | Replace | Girder Truss | Treated lumber | Slope: 4/12 | Overall Truss Span
1050 |  | Interior | Attic- unfinished basement-crawlspace | Trusses | Roof Truss | Wood | Replace | Girder Truss | Treated lumber | Slope: 6/12 | Overall Truss Span
1051 |  | Interior | Attic- unfinished basement-crawlspace | Trusses | Roof Truss | Wood | Replace | Girder Truss | Treated lumber | Slope: 8/12 | Overall Truss Span
1052 |  | Interior | Attic- unfinished basement-crawlspace | Trusses | Roof Truss | Wood | Replace | Girder Truss | Treated lumber | Slope:10/12 | Overall Truss Span
1053 |  | Interior | Attic- unfinished basement-crawlspace | Trusses | Roof Truss | Wood | Replace | Girder Truss | Treated lumber | Slope: 12/12 | Overall Truss Span
1054 |  | Interior | Attic- unfinished basement-crawlspace | Trusses | Roof Truss | Wood | Replace | Girder Truss | Heavy loading | Slope: 3/12 | Overall Truss Span
1055 |  | Interior | Attic- unfinished basement-crawlspace | Trusses | Roof Truss | Wood | Replace | Girder Truss | Heavy loading | Slope: 4/12 | Overall Truss Span
1056 |  | Interior | Attic- unfinished basement-crawlspace | Trusses | Roof Truss | Wood | Replace | Girder Truss | Heavy loading | Slope: 6/12 | Overall Truss Span
1057 |  | Interior | Attic- unfinished basement-crawlspace | Trusses | Roof Truss | Wood | Replace | Girder Truss | Heavy loading | Slope: 8/12 | Overall Truss Span
1058 |  | Interior | Attic- unfinished basement-crawlspace | Trusses | Roof Truss | Wood | Replace | Girder Truss | Heavy loading | Slope:10/12 | Overall Truss Span
1059 |  | Interior | Attic- unfinished basement-crawlspace | Trusses | Roof Truss | Wood | Replace | Girder Truss | Heavy loading | Slope: 12/12 | Overall Truss Span
1060 |  | Interior | Attic- unfinished basement-crawlspace | Trusses | Roof Truss | Wood | Replace | Mono Truss | Standard truss material | Slope: 3/12 | Overall Truss Span
1061 |  | Interior | Attic- unfinished basement-crawlspace | Trusses | Roof Truss | Wood | Replace | Mono Truss | Standard truss material | Slope: 4/12 | Overall Truss Span
1062 |  | Interior | Attic- unfinished basement-crawlspace | Trusses | Roof Truss | Wood | Replace | Mono Truss | Standard truss material | Slope: 6/12 | Overall Truss Span
1063 |  | Interior | Attic- unfinished basement-crawlspace | Trusses | Roof Truss | Wood | Replace | Mono Truss | Standard truss material | Slope: 8/12 | Overall Truss Span
1064 |  | Interior | Attic- unfinished basement-crawlspace | Trusses | Roof Truss | Wood | Replace | Mono Truss | Standard truss material | Slope:10/12 | Overall Truss Span
1065 |  | Interior | Attic- unfinished basement-crawlspace | Trusses | Roof Truss | Wood | Replace | Mono Truss | Standard truss material | Slope: 12/12 | Overall Truss Span
1066 |  | Interior | Attic- unfinished basement-crawlspace | Trusses | Roof Truss | Wood | Replace | Mono Truss | Treated lumber | Slope: 3/12 | Overall Truss Span
1067 |  | Interior | Attic- unfinished basement-crawlspace | Trusses | Roof Truss | Wood | Replace | Mono Truss | Treated lumber | Slope: 4/12 | Overall Truss Span
1068 |  | Interior | Attic- unfinished basement-crawlspace | Trusses | Roof Truss | Wood | Replace | Mono Truss | Treated lumber | Slope: 6/12 | Overall Truss Span
1069 |  | Interior | Attic- unfinished basement-crawlspace | Trusses | Roof Truss | Wood | Replace | Mono Truss | Treated lumber | Slope: 8/12 | Overall Truss Span
1070 |  | Interior | Attic- unfinished basement-crawlspace | Trusses | Roof Truss | Wood | Replace | Mono Truss | Treated lumber | Slope:10/12 | Overall Truss Span
1071 |  | Interior | Attic- unfinished basement-crawlspace | Trusses | Roof Truss | Wood | Replace | Mono Truss | Treated lumber | Slope: 12/12 | Overall Truss Span
1072 |  | Interior | Attic- unfinished basement-crawlspace | Trusses | Roof Truss | Wood | Replace | Mono Truss | Heavy loading | Slope: 3/12 | Overall Truss Span
1073 |  | Interior | Attic- unfinished basement-crawlspace | Trusses | Roof Truss | Wood | Replace | Mono Truss | Heavy loading | Slope: 4/12 | Overall Truss Span
1074 |  | Interior | Attic- unfinished basement-crawlspace | Trusses | Roof Truss | Wood | Replace | Mono Truss | Heavy loading | Slope: 6/12 | Overall Truss Span
1075 |  | Interior | Attic- unfinished basement-crawlspace | Trusses | Roof Truss | Wood | Replace | Mono Truss | Heavy loading | Slope: 8/12 | Overall Truss Span
1076 |  | Interior | Attic- unfinished basement-crawlspace | Trusses | Roof Truss | Wood | Replace | Mono Truss | Heavy loading | Slope:10/12 | Overall Truss Span
1077 |  | Interior | Attic- unfinished basement-crawlspace | Trusses | Roof Truss | Wood | Replace | Mono Truss | Heavy loading | Slope: 12/12 | Overall Truss Span
1078 |  | Interior | Attic- unfinished basement-crawlspace | Trusses | Roof Truss | Wood | Replace | Overbuild-Valley Truss | Standard truss material | Slope: 3/12 | Overall Truss Span
1079 |  | Interior | Attic- unfinished basement-crawlspace | Trusses | Roof Truss | Wood | Replace | Overbuild-Valley Truss | Standard truss material | Slope: 4/12 | Overall Truss Span
1080 |  | Interior | Attic- unfinished basement-crawlspace | Trusses | Roof Truss | Wood | Replace | Overbuild-Valley Truss | Standard truss material | Slope: 6/12 | Overall Truss Span
1081 |  | Interior | Attic- unfinished basement-crawlspace | Trusses | Roof Truss | Wood | Replace | Overbuild-Valley Truss | Standard truss material | Slope: 8/12 | Overall Truss Span
1082 |  | Interior | Attic- unfinished basement-crawlspace | Trusses | Roof Truss | Wood | Replace | Overbuild-Valley Truss | Standard truss material | Slope:10/12 | Overall Truss Span
1083 |  | Interior | Attic- unfinished basement-crawlspace | Trusses | Roof Truss | Wood | Replace | Overbuild-Valley Truss | Standard truss material | Slope: 12/12 | Overall Truss Span
1084 |  | Interior | Attic- unfinished basement-crawlspace | Trusses | Roof Truss | Wood | Replace | Overbuild-Valley Truss | Treated lumber | Slope: 3/12 | Overall Truss Span
1085 |  | Interior | Attic- unfinished basement-crawlspace | Trusses | Roof Truss | Wood | Replace | Overbuild-Valley Truss | Treated lumber | Slope: 4/12 | Overall Truss Span
1086 |  | Interior | Attic- unfinished basement-crawlspace | Trusses | Roof Truss | Wood | Replace | Overbuild-Valley Truss | Treated lumber | Slope: 6/12 | Overall Truss Span
1087 |  | Interior | Attic- unfinished basement-crawlspace | Trusses | Roof Truss | Wood | Replace | Overbuild-Valley Truss | Treated lumber | Slope: 8/12 | Overall Truss Span
1088 |  | Interior | Attic- unfinished basement-crawlspace | Trusses | Roof Truss | Wood | Replace | Overbuild-Valley Truss | Treated lumber | Slope:10/12 | Overall Truss Span
1089 |  | Interior | Attic- unfinished basement-crawlspace | Trusses | Roof Truss | Wood | Replace | Overbuild-Valley Truss | Treated lumber | Slope: 12/12 | Overall Truss Span
1090 |  | Interior | Attic- unfinished basement-crawlspace | Trusses | Roof Truss | Wood | Replace | Overbuild-Valley Truss | Heavy loading | Slope: 3/12 | Overall Truss Span
1091 |  | Interior | Attic- unfinished basement-crawlspace | Trusses | Roof Truss | Wood | Replace | Overbuild-Valley Truss | Heavy loading | Slope: 4/12 | Overall Truss Span
1092 |  | Interior | Attic- unfinished basement-crawlspace | Trusses | Roof Truss | Wood | Replace | Overbuild-Valley Truss | Heavy loading | Slope: 6/12 | Overall Truss Span
1093 |  | Interior | Attic- unfinished basement-crawlspace | Trusses | Roof Truss | Wood | Replace | Overbuild-Valley Truss | Heavy loading | Slope: 8/12 | Overall Truss Span
1094 |  | Interior | Attic- unfinished basement-crawlspace | Trusses | Roof Truss | Wood | Replace | Overbuild-Valley Truss | Heavy loading | Slope:10/12 | Overall Truss Span
1095 |  | Interior | Attic- unfinished basement-crawlspace | Trusses | Roof Truss | Wood | Replace | Overbuild-Valley Truss | Heavy loading | Slope: 12/12 | Overall Truss Span
1096 |  | Interior | Attic- unfinished basement-crawlspace | Trusses | Roof Truss | Wood | Replace | Scissor Truss | Standard truss material | Slope: 3/12 | Overall Truss Span
1097 |  | Interior | Attic- unfinished basement-crawlspace | Trusses | Roof Truss | Wood | Replace | Scissor Truss | Standard truss material | Slope: 4/12 | Overall Truss Span
1098 |  | Interior | Attic- unfinished basement-crawlspace | Trusses | Roof Truss | Wood | Replace | Scissor Truss | Standard truss material | Slope: 6/12 | Overall Truss Span
1099 |  | Interior | Attic- unfinished basement-crawlspace | Trusses | Roof Truss | Wood | Replace | Scissor Truss | Standard truss material | Slope: 8/12 | Overall Truss Span
1100 |  | Interior | Attic- unfinished basement-crawlspace | Trusses | Roof Truss | Wood | Replace | Scissor Truss | Standard truss material | Slope:10/12 | Overall Truss Span
1101 |  | Interior | Attic- unfinished basement-crawlspace | Trusses | Roof Truss | Wood | Replace | Scissor Truss | Standard truss material | Slope: 12/12 | Overall Truss Span
1102 |  | Interior | Attic- unfinished basement-crawlspace | Trusses | Roof Truss | Wood | Replace | Scissor Truss | Treated lumber | Slope: 3/12 | Overall Truss Span
1103 |  | Interior | Attic- unfinished basement-crawlspace | Trusses | Roof Truss | Wood | Replace | Scissor Truss | Treated lumber | Slope: 4/12 | Overall Truss Span
1104 |  | Interior | Attic- unfinished basement-crawlspace | Trusses | Roof Truss | Wood | Replace | Scissor Truss | Treated lumber | Slope: 6/12 | Overall Truss Span
1105 |  | Interior | Attic- unfinished basement-crawlspace | Trusses | Roof Truss | Wood | Replace | Scissor Truss | Treated lumber | Slope: 8/12 | Overall Truss Span
1106 |  | Interior | Attic- unfinished basement-crawlspace | Trusses | Roof Truss | Wood | Replace | Scissor Truss | Treated lumber | Slope:10/12 | Overall Truss Span
1107 |  | Interior | Attic- unfinished basement-crawlspace | Trusses | Roof Truss | Wood | Replace | Scissor Truss | Treated lumber | Slope: 12/12 | Overall Truss Span
1108 |  | Interior | Attic- unfinished basement-crawlspace | Trusses | Roof Truss | Wood | Replace | Scissor Truss | Heavy loading | Slope: 3/12 | Overall Truss Span
1109 |  | Interior | Attic- unfinished basement-crawlspace | Trusses | Roof Truss | Wood | Replace | Scissor Truss | Heavy loading | Slope: 4/12 | Overall Truss Span
1110 |  | Interior | Attic- unfinished basement-crawlspace | Trusses | Roof Truss | Wood | Replace | Scissor Truss | Heavy loading | Slope: 6/12 | Overall Truss Span
1111 |  | Interior | Attic- unfinished basement-crawlspace | Trusses | Roof Truss | Wood | Replace | Scissor Truss | Heavy loading | Slope: 8/12 | Overall Truss Span
1112 |  | Interior | Attic- unfinished basement-crawlspace | Trusses | Roof Truss | Wood | Replace | Scissor Truss | Heavy loading | Slope:10/12 | Overall Truss Span
1113 |  | Interior | Attic- unfinished basement-crawlspace | Trusses | Roof Truss | Wood | Replace | Scissor Truss | Heavy loading | Slope: 12/12 | Overall Truss Span
1114 |  | Interior | Attic- unfinished basement-crawlspace | Trusses | Roof Truss | Wood | Replace | Stepdown truss | Standard truss material | Slope: 3/12 | Overall Truss Span
1115 |  | Interior | Attic- unfinished basement-crawlspace | Trusses | Roof Truss | Wood | Replace | Stepdown truss | Standard truss material | Slope: 4/12 | Overall Truss Span
1116 |  | Interior | Attic- unfinished basement-crawlspace | Trusses | Roof Truss | Wood | Replace | Stepdown truss | Standard truss material | Slope: 6/12 | Overall Truss Span
1117 |  | Interior | Attic- unfinished basement-crawlspace | Trusses | Roof Truss | Wood | Replace | Stepdown truss | Standard truss material | Slope: 8/12 | Overall Truss Span
1118 |  | Interior | Attic- unfinished basement-crawlspace | Trusses | Roof Truss | Wood | Replace | Stepdown truss | Standard truss material | Slope:10/12 | Overall Truss Span
1119 |  | Interior | Attic- unfinished basement-crawlspace | Trusses | Roof Truss | Wood | Replace | Stepdown truss | Standard truss material | Slope: 12/12 | Overall Truss Span
1120 |  | Interior | Attic- unfinished basement-crawlspace | Trusses | Roof Truss | Wood | Replace | Stepdown truss | Treated lumber | Slope: 3/12 | Overall Truss Span
1121 |  | Interior | Attic- unfinished basement-crawlspace | Trusses | Roof Truss | Wood | Replace | Stepdown truss | Treated lumber | Slope: 4/12 | Overall Truss Span
1122 |  | Interior | Attic- unfinished basement-crawlspace | Trusses | Roof Truss | Wood | Replace | Stepdown truss | Treated lumber | Slope: 6/12 | Overall Truss Span
1123 |  | Interior | Attic- unfinished basement-crawlspace | Trusses | Roof Truss | Wood | Replace | Stepdown truss | Treated lumber | Slope: 8/12 | Overall Truss Span
1124 |  | Interior | Attic- unfinished basement-crawlspace | Trusses | Roof Truss | Wood | Replace | Stepdown truss | Treated lumber | Slope:10/12 | Overall Truss Span
1125 |  | Interior | Attic- unfinished basement-crawlspace | Trusses | Roof Truss | Wood | Replace | Stepdown truss | Treated lumber | Slope: 12/12 | Overall Truss Span
1126 |  | Interior | Attic- unfinished basement-crawlspace | Trusses | Roof Truss | Wood | Replace | Stepdown truss | Heavy loading | Slope: 3/12 | Overall Truss Span
1127 |  | Interior | Attic- unfinished basement-crawlspace | Trusses | Roof Truss | Wood | Replace | Stepdown truss | Heavy loading | Slope: 4/12 | Overall Truss Span
1128 |  | Interior | Attic- unfinished basement-crawlspace | Trusses | Roof Truss | Wood | Replace | Stepdown truss | Heavy loading | Slope: 6/12 | Overall Truss Span
1129 |  | Interior | Attic- unfinished basement-crawlspace | Trusses | Roof Truss | Wood | Replace | Stepdown truss | Heavy loading | Slope: 8/12 | Overall Truss Span
1130 |  | Interior | Attic- unfinished basement-crawlspace | Trusses | Roof Truss | Wood | Replace | Stepdown truss | Heavy loading | Slope:10/12 | Overall Truss Span
1131 |  | Interior | Attic- unfinished basement-crawlspace | Trusses | Roof Truss | Wood | Replace | Stepdown truss | Heavy loading | Slope: 12/12 | Overall Truss Span
1132 |  | Interior | Attic- unfinished basement-crawlspace | Trusses | Roof Truss | Wood | Replace | Gambrel | Standard truss material | Slope: 3/12 | Overall Truss Span
1133 |  | Interior | Attic- unfinished basement-crawlspace | Trusses | Roof Truss | Wood | Replace | Gambrel | Standard truss material | Slope: 4/12 | Overall Truss Span
1134 |  | Interior | Attic- unfinished basement-crawlspace | Trusses | Roof Truss | Wood | Replace | Gambrel | Standard truss material | Slope: 6/12 | Overall Truss Span
1135 |  | Interior | Attic- unfinished basement-crawlspace | Trusses | Roof Truss | Wood | Replace | Gambrel | Standard truss material | Slope: 8/12 | Overall Truss Span
1136 |  | Interior | Attic- unfinished basement-crawlspace | Trusses | Roof Truss | Wood | Replace | Gambrel | Standard truss material | Slope:10/12 | Overall Truss Span
1137 |  | Interior | Attic- unfinished basement-crawlspace | Trusses | Roof Truss | Wood | Replace | Gambrel | Standard truss material | Slope: 12/12 | Overall Truss Span
1138 |  | Interior | Attic- unfinished basement-crawlspace | Trusses | Roof Truss | Wood | Replace | Gambrel | Treated lumber | Slope: 3/12 | Overall Truss Span
1139 |  | Interior | Attic- unfinished basement-crawlspace | Trusses | Roof Truss | Wood | Replace | Gambrel | Treated lumber | Slope: 4/12 | Overall Truss Span
1140 |  | Interior | Attic- unfinished basement-crawlspace | Trusses | Roof Truss | Wood | Replace | Gambrel | Treated lumber | Slope: 6/12 | Overall Truss Span
1141 |  | Interior | Attic- unfinished basement-crawlspace | Trusses | Roof Truss | Wood | Replace | Gambrel | Treated lumber | Slope: 8/12 | Overall Truss Span
1142 |  | Interior | Attic- unfinished basement-crawlspace | Trusses | Roof Truss | Wood | Replace | Gambrel | Treated lumber | Slope:10/12 | Overall Truss Span
1143 |  | Interior | Attic- unfinished basement-crawlspace | Trusses | Roof Truss | Wood | Replace | Gambrel | Treated lumber | Slope: 12/12 | Overall Truss Span
1144 |  | Interior | Attic- unfinished basement-crawlspace | Trusses | Roof Truss | Wood | Replace | Gambrel | Heavy loading | Slope: 3/12 | Overall Truss Span
1145 |  | Interior | Attic- unfinished basement-crawlspace | Trusses | Roof Truss | Wood | Replace | Gambrel | Heavy loading | Slope: 4/12 | Overall Truss Span
1146 |  | Interior | Attic- unfinished basement-crawlspace | Trusses | Roof Truss | Wood | Replace | Gambrel | Heavy loading | Slope: 6/12 | Overall Truss Span
1147 |  | Interior | Attic- unfinished basement-crawlspace | Trusses | Roof Truss | Wood | Replace | Gambrel | Heavy loading | Slope: 8/12 | Overall Truss Span
1148 |  | Interior | Attic- unfinished basement-crawlspace | Trusses | Roof Truss | Wood | Replace | Gambrel | Heavy loading | Slope:10/12 | Overall Truss Span
1149 |  | Interior | Attic- unfinished basement-crawlspace | Trusses | Roof Truss | Wood | Replace | Gambrel | Heavy loading | Slope: 12/12 | Overall Truss Span
1150 |  | Interior | Attic- unfinished basement-crawlspace | Trusses | Roof Truss | Wood | Replace | Flat | Standard truss material | Slope: 3/12 | Overall Truss Span
1151 |  | Interior | Attic- unfinished basement-crawlspace | Trusses | Roof Truss | Wood | Replace | Flat | Standard truss material | Slope: 4/12 | Overall Truss Span
1152 |  | Interior | Attic- unfinished basement-crawlspace | Trusses | Roof Truss | Wood | Replace | Flat | Standard truss material | Slope: 6/12 | Overall Truss Span
1153 |  | Interior | Attic- unfinished basement-crawlspace | Trusses | Roof Truss | Wood | Replace | Flat | Standard truss material | Slope: 8/12 | Overall Truss Span
1154 |  | Interior | Attic- unfinished basement-crawlspace | Trusses | Roof Truss | Wood | Replace | Flat | Standard truss material | Slope:10/12 | Overall Truss Span
1155 |  | Interior | Attic- unfinished basement-crawlspace | Trusses | Roof Truss | Wood | Replace | Flat | Standard truss material | Slope: 12/12 | Overall Truss Span
1156 |  | Interior | Attic- unfinished basement-crawlspace | Trusses | Roof Truss | Wood | Replace | Flat | Treated lumber | Slope: 3/12 | Overall Truss Span
1157 |  | Interior | Attic- unfinished basement-crawlspace | Trusses | Roof Truss | Wood | Replace | Flat | Treated lumber | Slope: 4/12 | Overall Truss Span
1158 |  | Interior | Attic- unfinished basement-crawlspace | Trusses | Roof Truss | Wood | Replace | Flat | Treated lumber | Slope: 6/12 | Overall Truss Span
1159 |  | Interior | Attic- unfinished basement-crawlspace | Trusses | Roof Truss | Wood | Replace | Flat | Treated lumber | Slope: 8/12 | Overall Truss Span
1160 |  | Interior | Attic- unfinished basement-crawlspace | Trusses | Roof Truss | Wood | Replace | Flat | Treated lumber | Slope:10/12 | Overall Truss Span
1161 |  | Interior | Attic- unfinished basement-crawlspace | Trusses | Roof Truss | Wood | Replace | Flat | Treated lumber | Slope: 12/12 | Overall Truss Span
1162 |  | Interior | Attic- unfinished basement-crawlspace | Trusses | Roof Truss | Wood | Replace | Flat | Heavy loading | Slope: 3/12 | Overall Truss Span
1163 |  | Interior | Attic- unfinished basement-crawlspace | Trusses | Roof Truss | Wood | Replace | Flat | Heavy loading | Slope: 4/12 | Overall Truss Span
1164 |  | Interior | Attic- unfinished basement-crawlspace | Trusses | Roof Truss | Wood | Replace | Flat | Heavy loading | Slope: 6/12 | Overall Truss Span
1165 |  | Interior | Attic- unfinished basement-crawlspace | Trusses | Roof Truss | Wood | Replace | Flat | Heavy loading | Slope: 8/12 | Overall Truss Span
1166 |  | Interior | Attic- unfinished basement-crawlspace | Trusses | Roof Truss | Wood | Replace | Flat | Heavy loading | Slope:10/12 | Overall Truss Span
1167 |  | Interior | Attic- unfinished basement-crawlspace | Trusses | Roof Truss | Wood | Replace | Flat | Heavy loading | Slope: 12/12 | Overall Truss Span
1168 |  | Interior | Attic- unfinished basement-crawlspace | Trusses | Roof Truss | Wood | Replace | Standard | Standard truss material | Slope: 3/12 | # of trusses to be replaced
1169 |  | Interior | Attic- unfinished basement-crawlspace | Trusses | Roof Truss | Wood | Replace | Standard | Standard truss material | Slope: 4/12 | # of trusses to be replaced
1170 |  | Interior | Attic- unfinished basement-crawlspace | Trusses | Roof Truss | Wood | Replace | Standard | Standard truss material | Slope: 6/12 | # of trusses to be replaced
1171 |  | Interior | Attic- unfinished basement-crawlspace | Trusses | Roof Truss | Wood | Replace | Standard | Standard truss material | Slope: 8/12 | # of trusses to be replaced
1172 |  | Interior | Attic- unfinished basement-crawlspace | Trusses | Roof Truss | Wood | Replace | Standard | Standard truss material | Slope:10/12 | # of trusses to be replaced
1173 |  | Interior | Attic- unfinished basement-crawlspace | Trusses | Roof Truss | Wood | Replace | Standard | Standard truss material | Slope: 12/12 | # of trusses to be replaced
1174 |  | Interior | Attic- unfinished basement-crawlspace | Trusses | Roof Truss | Wood | Replace | Standard | Treated lumber | Slope: 3/12 | # of trusses to be replaced
1175 |  | Interior | Attic- unfinished basement-crawlspace | Trusses | Roof Truss | Wood | Replace | Standard | Treated lumber | Slope: 4/12 | # of trusses to be replaced
1176 |  | Interior | Attic- unfinished basement-crawlspace | Trusses | Roof Truss | Wood | Replace | Standard | Treated lumber | Slope: 6/12 | # of trusses to be replaced
1177 |  | Interior | Attic- unfinished basement-crawlspace | Trusses | Roof Truss | Wood | Replace | Standard | Treated lumber | Slope: 8/12 | # of trusses to be replaced
1178 |  | Interior | Attic- unfinished basement-crawlspace | Trusses | Roof Truss | Wood | Replace | Standard | Treated lumber | Slope:10/12 | # of trusses to be replaced
1179 |  | Interior | Attic- unfinished basement-crawlspace | Trusses | Roof Truss | Wood | Replace | Standard | Treated lumber | Slope: 12/12 | # of trusses to be replaced
1180 |  | Interior | Attic- unfinished basement-crawlspace | Trusses | Roof Truss | Wood | Replace | Standard | Heavy loading | Slope: 3/12 | # of trusses to be replaced
1181 |  | Interior | Attic- unfinished basement-crawlspace | Trusses | Roof Truss | Wood | Replace | Standard | Heavy loading | Slope: 4/12 | # of trusses to be replaced
1182 |  | Interior | Attic- unfinished basement-crawlspace | Trusses | Roof Truss | Wood | Replace | Standard | Heavy loading | Slope: 6/12 | # of trusses to be replaced
1183 |  | Interior | Attic- unfinished basement-crawlspace | Trusses | Roof Truss | Wood | Replace | Standard | Heavy loading | Slope: 8/12 | # of trusses to be replaced
1184 |  | Interior | Attic- unfinished basement-crawlspace | Trusses | Roof Truss | Wood | Replace | Standard | Heavy loading | Slope:10/12 | # of trusses to be replaced
1185 |  | Interior | Attic- unfinished basement-crawlspace | Trusses | Roof Truss | Wood | Replace | Standard | Heavy loading | Slope: 12/12 | # of trusses to be replaced
1186 |  | Interior | Attic- unfinished basement-crawlspace | Trusses | Roof Truss | Wood | Replace | Attic truss | Standard truss material | Slope: 3/12 | # of trusses to be replaced
1187 |  | Interior | Attic- unfinished basement-crawlspace | Trusses | Roof Truss | Wood | Replace | Attic truss | Standard truss material | Slope: 4/12 | # of trusses to be replaced
1188 |  | Interior | Attic- unfinished basement-crawlspace | Trusses | Roof Truss | Wood | Replace | Attic truss | Standard truss material | Slope: 6/12 | # of trusses to be replaced
1189 |  | Interior | Attic- unfinished basement-crawlspace | Trusses | Roof Truss | Wood | Replace | Attic truss | Standard truss material | Slope: 8/12 | # of trusses to be replaced
1190 |  | Interior | Attic- unfinished basement-crawlspace | Trusses | Roof Truss | Wood | Replace | Attic truss | Standard truss material | Slope:10/12 | # of trusses to be replaced
1191 |  | Interior | Attic- unfinished basement-crawlspace | Trusses | Roof Truss | Wood | Replace | Attic truss | Standard truss material | Slope: 12/12 | # of trusses to be replaced
1192 |  | Interior | Attic- unfinished basement-crawlspace | Trusses | Roof Truss | Wood | Replace | Attic truss | Treated lumber | Slope: 3/12 | # of trusses to be replaced
1193 |  | Interior | Attic- unfinished basement-crawlspace | Trusses | Roof Truss | Wood | Replace | Attic truss | Treated lumber | Slope: 4/12 | # of trusses to be replaced
1194 |  | Interior | Attic- unfinished basement-crawlspace | Trusses | Roof Truss | Wood | Replace | Attic truss | Treated lumber | Slope: 6/12 | # of trusses to be replaced
1195 |  | Interior | Attic- unfinished basement-crawlspace | Trusses | Roof Truss | Wood | Replace | Attic truss | Treated lumber | Slope: 8/12 | # of trusses to be replaced
1196 |  | Interior | Attic- unfinished basement-crawlspace | Trusses | Roof Truss | Wood | Replace | Attic truss | Treated lumber | Slope:10/12 | # of trusses to be replaced
1197 |  | Interior | Attic- unfinished basement-crawlspace | Trusses | Roof Truss | Wood | Replace | Attic truss | Treated lumber | Slope: 12/12 | # of trusses to be replaced
1198 |  | Interior | Attic- unfinished basement-crawlspace | Trusses | Roof Truss | Wood | Replace | Attic truss | Heavy loading | Slope: 3/12 | # of trusses to be replaced
1199 |  | Interior | Attic- unfinished basement-crawlspace | Trusses | Roof Truss | Wood | Replace | Attic truss | Heavy loading | Slope: 4/12 | # of trusses to be replaced
1200 |  | Interior | Attic- unfinished basement-crawlspace | Trusses | Roof Truss | Wood | Replace | Attic truss | Heavy loading | Slope: 6/12 | # of trusses to be replaced
1201 |  | Interior | Attic- unfinished basement-crawlspace | Trusses | Roof Truss | Wood | Replace | Attic truss | Heavy loading | Slope: 8/12 | # of trusses to be replaced
1202 |  | Interior | Attic- unfinished basement-crawlspace | Trusses | Roof Truss | Wood | Replace | Attic truss | Heavy loading | Slope:10/12 | # of trusses to be replaced
1203 |  | Interior | Attic- unfinished basement-crawlspace | Trusses | Roof Truss | Wood | Replace | Attic truss | Heavy loading | Slope: 12/12 | # of trusses to be replaced
1204 |  | Interior | Attic- unfinished basement-crawlspace | Trusses | Roof Truss | Wood | Replace | Girder Truss | Standard truss material | Slope: 3/12 | # of trusses to be replaced
1205 |  | Interior | Attic- unfinished basement-crawlspace | Trusses | Roof Truss | Wood | Replace | Girder Truss | Standard truss material | Slope: 4/12 | # of trusses to be replaced
1206 |  | Interior | Attic- unfinished basement-crawlspace | Trusses | Roof Truss | Wood | Replace | Girder Truss | Standard truss material | Slope: 6/12 | # of trusses to be replaced
1207 |  | Interior | Attic- unfinished basement-crawlspace | Trusses | Roof Truss | Wood | Replace | Girder Truss | Standard truss material | Slope: 8/12 | # of trusses to be replaced
1208 |  | Interior | Attic- unfinished basement-crawlspace | Trusses | Roof Truss | Wood | Replace | Girder Truss | Standard truss material | Slope:10/12 | # of trusses to be replaced
1209 |  | Interior | Attic- unfinished basement-crawlspace | Trusses | Roof Truss | Wood | Replace | Girder Truss | Standard truss material | Slope: 12/12 | # of trusses to be replaced
1210 |  | Interior | Attic- unfinished basement-crawlspace | Trusses | Roof Truss | Wood | Replace | Girder Truss | Treated lumber | Slope: 3/12 | # of trusses to be replaced
1211 |  | Interior | Attic- unfinished basement-crawlspace | Trusses | Roof Truss | Wood | Replace | Girder Truss | Treated lumber | Slope: 4/12 | # of trusses to be replaced
1212 |  | Interior | Attic- unfinished basement-crawlspace | Trusses | Roof Truss | Wood | Replace | Girder Truss | Treated lumber | Slope: 6/12 | # of trusses to be replaced
1213 |  | Interior | Attic- unfinished basement-crawlspace | Trusses | Roof Truss | Wood | Replace | Girder Truss | Treated lumber | Slope: 8/12 | # of trusses to be replaced
1214 |  | Interior | Attic- unfinished basement-crawlspace | Trusses | Roof Truss | Wood | Replace | Girder Truss | Treated lumber | Slope:10/12 | # of trusses to be replaced
1215 |  | Interior | Attic- unfinished basement-crawlspace | Trusses | Roof Truss | Wood | Replace | Girder Truss | Treated lumber | Slope: 12/12 | # of trusses to be replaced
1216 |  | Interior | Attic- unfinished basement-crawlspace | Trusses | Roof Truss | Wood | Replace | Girder Truss | Heavy loading | Slope: 3/12 | # of trusses to be replaced
1217 |  | Interior | Attic- unfinished basement-crawlspace | Trusses | Roof Truss | Wood | Replace | Girder Truss | Heavy loading | Slope: 4/12 | # of trusses to be replaced
1218 |  | Interior | Attic- unfinished basement-crawlspace | Trusses | Roof Truss | Wood | Replace | Girder Truss | Heavy loading | Slope: 6/12 | # of trusses to be replaced
1219 |  | Interior | Attic- unfinished basement-crawlspace | Trusses | Roof Truss | Wood | Replace | Girder Truss | Heavy loading | Slope: 8/12 | # of trusses to be replaced
1220 |  | Interior | Attic- unfinished basement-crawlspace | Trusses | Roof Truss | Wood | Replace | Girder Truss | Heavy loading | Slope:10/12 | # of trusses to be replaced
1221 |  | Interior | Attic- unfinished basement-crawlspace | Trusses | Roof Truss | Wood | Replace | Girder Truss | Heavy loading | Slope: 12/12 | # of trusses to be replaced
1222 |  | Interior | Attic- unfinished basement-crawlspace | Trusses | Roof Truss | Wood | Replace | Mono Truss | Standard truss material | Slope: 3/12 | # of trusses to be replaced
1223 |  | Interior | Attic- unfinished basement-crawlspace | Trusses | Roof Truss | Wood | Replace | Mono Truss | Standard truss material | Slope: 4/12 | # of trusses to be replaced
1224 |  | Interior | Attic- unfinished basement-crawlspace | Trusses | Roof Truss | Wood | Replace | Mono Truss | Standard truss material | Slope: 6/12 | # of trusses to be replaced
1225 |  | Interior | Attic- unfinished basement-crawlspace | Trusses | Roof Truss | Wood | Replace | Mono Truss | Standard truss material | Slope: 8/12 | # of trusses to be replaced
1226 |  | Interior | Attic- unfinished basement-crawlspace | Trusses | Roof Truss | Wood | Replace | Mono Truss | Standard truss material | Slope:10/12 | # of trusses to be replaced
1227 |  | Interior | Attic- unfinished basement-crawlspace | Trusses | Roof Truss | Wood | Replace | Mono Truss | Standard truss material | Slope: 12/12 | # of trusses to be replaced
1228 |  | Interior | Attic- unfinished basement-crawlspace | Trusses | Roof Truss | Wood | Replace | Mono Truss | Treated lumber | Slope: 3/12 | # of trusses to be replaced
1229 |  | Interior | Attic- unfinished basement-crawlspace | Trusses | Roof Truss | Wood | Replace | Mono Truss | Treated lumber | Slope: 4/12 | # of trusses to be replaced
1230 |  | Interior | Attic- unfinished basement-crawlspace | Trusses | Roof Truss | Wood | Replace | Mono Truss | Treated lumber | Slope: 6/12 | # of trusses to be replaced
1231 |  | Interior | Attic- unfinished basement-crawlspace | Trusses | Roof Truss | Wood | Replace | Mono Truss | Treated lumber | Slope: 8/12 | # of trusses to be replaced
1232 |  | Interior | Attic- unfinished basement-crawlspace | Trusses | Roof Truss | Wood | Replace | Mono Truss | Treated lumber | Slope:10/12 | # of trusses to be replaced
1233 |  | Interior | Attic- unfinished basement-crawlspace | Trusses | Roof Truss | Wood | Replace | Mono Truss | Treated lumber | Slope: 12/12 | # of trusses to be replaced
1234 |  | Interior | Attic- unfinished basement-crawlspace | Trusses | Roof Truss | Wood | Replace | Mono Truss | Heavy loading | Slope: 3/12 | # of trusses to be replaced
1235 |  | Interior | Attic- unfinished basement-crawlspace | Trusses | Roof Truss | Wood | Replace | Mono Truss | Heavy loading | Slope: 4/12 | # of trusses to be replaced
1236 |  | Interior | Attic- unfinished basement-crawlspace | Trusses | Roof Truss | Wood | Replace | Mono Truss | Heavy loading | Slope: 6/12 | # of trusses to be replaced
1237 |  | Interior | Attic- unfinished basement-crawlspace | Trusses | Roof Truss | Wood | Replace | Mono Truss | Heavy loading | Slope: 8/12 | # of trusses to be replaced
1238 |  | Interior | Attic- unfinished basement-crawlspace | Trusses | Roof Truss | Wood | Replace | Mono Truss | Heavy loading | Slope:10/12 | # of trusses to be replaced
1239 |  | Interior | Attic- unfinished basement-crawlspace | Trusses | Roof Truss | Wood | Replace | Mono Truss | Heavy loading | Slope: 12/12 | # of trusses to be replaced
1240 |  | Interior | Attic- unfinished basement-crawlspace | Trusses | Roof Truss | Wood | Replace | Overbuild-Valley Truss | Standard truss material | Slope: 3/12 | # of trusses to be replaced
1241 |  | Interior | Attic- unfinished basement-crawlspace | Trusses | Roof Truss | Wood | Replace | Overbuild-Valley Truss | Standard truss material | Slope: 4/12 | # of trusses to be replaced
1242 |  | Interior | Attic- unfinished basement-crawlspace | Trusses | Roof Truss | Wood | Replace | Overbuild-Valley Truss | Standard truss material | Slope: 6/12 | # of trusses to be replaced
1243 |  | Interior | Attic- unfinished basement-crawlspace | Trusses | Roof Truss | Wood | Replace | Overbuild-Valley Truss | Standard truss material | Slope: 8/12 | # of trusses to be replaced
1244 |  | Interior | Attic- unfinished basement-crawlspace | Trusses | Roof Truss | Wood | Replace | Overbuild-Valley Truss | Standard truss material | Slope:10/12 | # of trusses to be replaced
1245 |  | Interior | Attic- unfinished basement-crawlspace | Trusses | Roof Truss | Wood | Replace | Overbuild-Valley Truss | Standard truss material | Slope: 12/12 | # of trusses to be replaced
1246 |  | Interior | Attic- unfinished basement-crawlspace | Trusses | Roof Truss | Wood | Replace | Overbuild-Valley Truss | Treated lumber | Slope: 3/12 | # of trusses to be replaced
1247 |  | Interior | Attic- unfinished basement-crawlspace | Trusses | Roof Truss | Wood | Replace | Overbuild-Valley Truss | Treated lumber | Slope: 4/12 | # of trusses to be replaced
1248 |  | Interior | Attic- unfinished basement-crawlspace | Trusses | Roof Truss | Wood | Replace | Overbuild-Valley Truss | Treated lumber | Slope: 6/12 | # of trusses to be replaced
1249 |  | Interior | Attic- unfinished basement-crawlspace | Trusses | Roof Truss | Wood | Replace | Overbuild-Valley Truss | Treated lumber | Slope: 8/12 | # of trusses to be replaced
1250 |  | Interior | Attic- unfinished basement-crawlspace | Trusses | Roof Truss | Wood | Replace | Overbuild-Valley Truss | Treated lumber | Slope:10/12 | # of trusses to be replaced
1251 |  | Interior | Attic- unfinished basement-crawlspace | Trusses | Roof Truss | Wood | Replace | Overbuild-Valley Truss | Treated lumber | Slope: 12/12 | # of trusses to be replaced
1252 |  | Interior | Attic- unfinished basement-crawlspace | Trusses | Roof Truss | Wood | Replace | Overbuild-Valley Truss | Heavy loading | Slope: 3/12 | # of trusses to be replaced
1253 |  | Interior | Attic- unfinished basement-crawlspace | Trusses | Roof Truss | Wood | Replace | Overbuild-Valley Truss | Heavy loading | Slope: 4/12 | # of trusses to be replaced
1254 |  | Interior | Attic- unfinished basement-crawlspace | Trusses | Roof Truss | Wood | Replace | Overbuild-Valley Truss | Heavy loading | Slope: 6/12 | # of trusses to be replaced
1255 |  | Interior | Attic- unfinished basement-crawlspace | Trusses | Roof Truss | Wood | Replace | Overbuild-Valley Truss | Heavy loading | Slope: 8/12 | # of trusses to be replaced
1256 |  | Interior | Attic- unfinished basement-crawlspace | Trusses | Roof Truss | Wood | Replace | Overbuild-Valley Truss | Heavy loading | Slope:10/12 | # of trusses to be replaced
1257 |  | Interior | Attic- unfinished basement-crawlspace | Trusses | Roof Truss | Wood | Replace | Overbuild-Valley Truss | Heavy loading | Slope: 12/12 | # of trusses to be replaced
1258 |  | Interior | Attic- unfinished basement-crawlspace | Trusses | Roof Truss | Wood | Replace | Scissor Truss | Standard truss material | Slope: 3/12 | # of trusses to be replaced
1259 |  | Interior | Attic- unfinished basement-crawlspace | Trusses | Roof Truss | Wood | Replace | Scissor Truss | Standard truss material | Slope: 4/12 | # of trusses to be replaced
1260 |  | Interior | Attic- unfinished basement-crawlspace | Trusses | Roof Truss | Wood | Replace | Scissor Truss | Standard truss material | Slope: 6/12 | # of trusses to be replaced
1261 |  | Interior | Attic- unfinished basement-crawlspace | Trusses | Roof Truss | Wood | Replace | Scissor Truss | Standard truss material | Slope: 8/12 | # of trusses to be replaced
1262 |  | Interior | Attic- unfinished basement-crawlspace | Trusses | Roof Truss | Wood | Replace | Scissor Truss | Standard truss material | Slope:10/12 | # of trusses to be replaced
1263 |  | Interior | Attic- unfinished basement-crawlspace | Trusses | Roof Truss | Wood | Replace | Scissor Truss | Standard truss material | Slope: 12/12 | # of trusses to be replaced
1264 |  | Interior | Attic- unfinished basement-crawlspace | Trusses | Roof Truss | Wood | Replace | Scissor Truss | Treated lumber | Slope: 3/12 | # of trusses to be replaced
1265 |  | Interior | Attic- unfinished basement-crawlspace | Trusses | Roof Truss | Wood | Replace | Scissor Truss | Treated lumber | Slope: 4/12 | # of trusses to be replaced
1266 |  | Interior | Attic- unfinished basement-crawlspace | Trusses | Roof Truss | Wood | Replace | Scissor Truss | Treated lumber | Slope: 6/12 | # of trusses to be replaced
1267 |  | Interior | Attic- unfinished basement-crawlspace | Trusses | Roof Truss | Wood | Replace | Scissor Truss | Treated lumber | Slope: 8/12 | # of trusses to be replaced
1268 |  | Interior | Attic- unfinished basement-crawlspace | Trusses | Roof Truss | Wood | Replace | Scissor Truss | Treated lumber | Slope:10/12 | # of trusses to be replaced
1269 |  | Interior | Attic- unfinished basement-crawlspace | Trusses | Roof Truss | Wood | Replace | Scissor Truss | Treated lumber | Slope: 12/12 | # of trusses to be replaced
1270 |  | Interior | Attic- unfinished basement-crawlspace | Trusses | Roof Truss | Wood | Replace | Scissor Truss | Heavy loading | Slope: 3/12 | # of trusses to be replaced
1271 |  | Interior | Attic- unfinished basement-crawlspace | Trusses | Roof Truss | Wood | Replace | Scissor Truss | Heavy loading | Slope: 4/12 | # of trusses to be replaced
1272 |  | Interior | Attic- unfinished basement-crawlspace | Trusses | Roof Truss | Wood | Replace | Scissor Truss | Heavy loading | Slope: 6/12 | # of trusses to be replaced
1273 |  | Interior | Attic- unfinished basement-crawlspace | Trusses | Roof Truss | Wood | Replace | Scissor Truss | Heavy loading | Slope: 8/12 | # of trusses to be replaced
1274 |  | Interior | Attic- unfinished basement-crawlspace | Trusses | Roof Truss | Wood | Replace | Scissor Truss | Heavy loading | Slope:10/12 | # of trusses to be replaced
1275 |  | Interior | Attic- unfinished basement-crawlspace | Trusses | Roof Truss | Wood | Replace | Scissor Truss | Heavy loading | Slope: 12/12 | # of trusses to be replaced
1276 |  | Interior | Attic- unfinished basement-crawlspace | Trusses | Roof Truss | Wood | Replace | Stepdown truss | Standard truss material | Slope: 3/12 | # of trusses to be replaced
1277 |  | Interior | Attic- unfinished basement-crawlspace | Trusses | Roof Truss | Wood | Replace | Stepdown truss | Standard truss material | Slope: 4/12 | # of trusses to be replaced
1278 |  | Interior | Attic- unfinished basement-crawlspace | Trusses | Roof Truss | Wood | Replace | Stepdown truss | Standard truss material | Slope: 6/12 | # of trusses to be replaced
1279 |  | Interior | Attic- unfinished basement-crawlspace | Trusses | Roof Truss | Wood | Replace | Stepdown truss | Standard truss material | Slope: 8/12 | # of trusses to be replaced
1280 |  | Interior | Attic- unfinished basement-crawlspace | Trusses | Roof Truss | Wood | Replace | Stepdown truss | Standard truss material | Slope:10/12 | # of trusses to be replaced
1281 |  | Interior | Attic- unfinished basement-crawlspace | Trusses | Roof Truss | Wood | Replace | Stepdown truss | Standard truss material | Slope: 12/12 | # of trusses to be replaced
1282 |  | Interior | Attic- unfinished basement-crawlspace | Trusses | Roof Truss | Wood | Replace | Stepdown truss | Treated lumber | Slope: 3/12 | # of trusses to be replaced
1283 |  | Interior | Attic- unfinished basement-crawlspace | Trusses | Roof Truss | Wood | Replace | Stepdown truss | Treated lumber | Slope: 4/12 | # of trusses to be replaced
1284 |  | Interior | Attic- unfinished basement-crawlspace | Trusses | Roof Truss | Wood | Replace | Stepdown truss | Treated lumber | Slope: 6/12 | # of trusses to be replaced
1285 |  | Interior | Attic- unfinished basement-crawlspace | Trusses | Roof Truss | Wood | Replace | Stepdown truss | Treated lumber | Slope: 8/12 | # of trusses to be replaced
1286 |  | Interior | Attic- unfinished basement-crawlspace | Trusses | Roof Truss | Wood | Replace | Stepdown truss | Treated lumber | Slope:10/12 | # of trusses to be replaced
1287 |  | Interior | Attic- unfinished basement-crawlspace | Trusses | Roof Truss | Wood | Replace | Stepdown truss | Treated lumber | Slope: 12/12 | # of trusses to be replaced
1288 |  | Interior | Attic- unfinished basement-crawlspace | Trusses | Roof Truss | Wood | Replace | Stepdown truss | Heavy loading | Slope: 3/12 | # of trusses to be replaced
1289 |  | Interior | Attic- unfinished basement-crawlspace | Trusses | Roof Truss | Wood | Replace | Stepdown truss | Heavy loading | Slope: 4/12 | # of trusses to be replaced
1290 |  | Interior | Attic- unfinished basement-crawlspace | Trusses | Roof Truss | Wood | Replace | Stepdown truss | Heavy loading | Slope: 6/12 | # of trusses to be replaced
1291 |  | Interior | Attic- unfinished basement-crawlspace | Trusses | Roof Truss | Wood | Replace | Stepdown truss | Heavy loading | Slope: 8/12 | # of trusses to be replaced
1292 |  | Interior | Attic- unfinished basement-crawlspace | Trusses | Roof Truss | Wood | Replace | Stepdown truss | Heavy loading | Slope:10/12 | # of trusses to be replaced
1293 |  | Interior | Attic- unfinished basement-crawlspace | Trusses | Roof Truss | Wood | Replace | Stepdown truss | Heavy loading | Slope: 12/12 | # of trusses to be replaced
1294 |  | Interior | Attic- unfinished basement-crawlspace | Trusses | Roof Truss | Wood | Replace | Gambrel | Standard truss material | Slope: 3/12 | # of trusses to be replaced
1295 |  | Interior | Attic- unfinished basement-crawlspace | Trusses | Roof Truss | Wood | Replace | Gambrel | Standard truss material | Slope: 4/12 | # of trusses to be replaced
1296 |  | Interior | Attic- unfinished basement-crawlspace | Trusses | Roof Truss | Wood | Replace | Gambrel | Standard truss material | Slope: 6/12 | # of trusses to be replaced
1297 |  | Interior | Attic- unfinished basement-crawlspace | Trusses | Roof Truss | Wood | Replace | Gambrel | Standard truss material | Slope: 8/12 | # of trusses to be replaced
1298 |  | Interior | Attic- unfinished basement-crawlspace | Trusses | Roof Truss | Wood | Replace | Gambrel | Standard truss material | Slope:10/12 | # of trusses to be replaced
1299 |  | Interior | Attic- unfinished basement-crawlspace | Trusses | Roof Truss | Wood | Replace | Gambrel | Standard truss material | Slope: 12/12 | # of trusses to be replaced
1300 |  | Interior | Attic- unfinished basement-crawlspace | Trusses | Roof Truss | Wood | Replace | Gambrel | Treated lumber | Slope: 3/12 | # of trusses to be replaced
1301 |  | Interior | Attic- unfinished basement-crawlspace | Trusses | Roof Truss | Wood | Replace | Gambrel | Treated lumber | Slope: 4/12 | # of trusses to be replaced
1302 |  | Interior | Attic- unfinished basement-crawlspace | Trusses | Roof Truss | Wood | Replace | Gambrel | Treated lumber | Slope: 6/12 | # of trusses to be replaced
1303 |  | Interior | Attic- unfinished basement-crawlspace | Trusses | Roof Truss | Wood | Replace | Gambrel | Treated lumber | Slope: 8/12 | # of trusses to be replaced
1304 |  | Interior | Attic- unfinished basement-crawlspace | Trusses | Roof Truss | Wood | Replace | Gambrel | Treated lumber | Slope:10/12 | # of trusses to be replaced
1305 |  | Interior | Attic- unfinished basement-crawlspace | Trusses | Roof Truss | Wood | Replace | Gambrel | Treated lumber | Slope: 12/12 | # of trusses to be replaced
1306 |  | Interior | Attic- unfinished basement-crawlspace | Trusses | Roof Truss | Wood | Replace | Gambrel | Heavy loading | Slope: 3/12 | # of trusses to be replaced
1307 |  | Interior | Attic- unfinished basement-crawlspace | Trusses | Roof Truss | Wood | Replace | Gambrel | Heavy loading | Slope: 4/12 | # of trusses to be replaced
1308 |  | Interior | Attic- unfinished basement-crawlspace | Trusses | Roof Truss | Wood | Replace | Gambrel | Heavy loading | Slope: 6/12 | # of trusses to be replaced
1309 |  | Interior | Attic- unfinished basement-crawlspace | Trusses | Roof Truss | Wood | Replace | Gambrel | Heavy loading | Slope: 8/12 | # of trusses to be replaced
1310 |  | Interior | Attic- unfinished basement-crawlspace | Trusses | Roof Truss | Wood | Replace | Gambrel | Heavy loading | Slope:10/12 | # of trusses to be replaced
1311 |  | Interior | Attic- unfinished basement-crawlspace | Trusses | Roof Truss | Wood | Replace | Gambrel | Heavy loading | Slope: 12/12 | # of trusses to be replaced
1312 |  | Interior | Attic- unfinished basement-crawlspace | Trusses | Roof Truss | Wood | Replace | Flat | Standard truss material | Slope: 3/12 | # of trusses to be replaced
1313 |  | Interior | Attic- unfinished basement-crawlspace | Trusses | Roof Truss | Wood | Replace | Flat | Standard truss material | Slope: 4/12 | # of trusses to be replaced
1314 |  | Interior | Attic- unfinished basement-crawlspace | Trusses | Roof Truss | Wood | Replace | Flat | Standard truss material | Slope: 6/12 | # of trusses to be replaced
1315 |  | Interior | Attic- unfinished basement-crawlspace | Trusses | Roof Truss | Wood | Replace | Flat | Standard truss material | Slope: 8/12 | # of trusses to be replaced
1316 |  | Interior | Attic- unfinished basement-crawlspace | Trusses | Roof Truss | Wood | Replace | Flat | Standard truss material | Slope:10/12 | # of trusses to be replaced
1317 |  | Interior | Attic- unfinished basement-crawlspace | Trusses | Roof Truss | Wood | Replace | Flat | Standard truss material | Slope: 12/12 | # of trusses to be replaced
1318 |  | Interior | Attic- unfinished basement-crawlspace | Trusses | Roof Truss | Wood | Replace | Flat | Treated lumber | Slope: 3/12 | # of trusses to be replaced
1319 |  | Interior | Attic- unfinished basement-crawlspace | Trusses | Roof Truss | Wood | Replace | Flat | Treated lumber | Slope: 4/12 | # of trusses to be replaced
1320 |  | Interior | Attic- unfinished basement-crawlspace | Trusses | Roof Truss | Wood | Replace | Flat | Treated lumber | Slope: 6/12 | # of trusses to be replaced
1321 |  | Interior | Attic- unfinished basement-crawlspace | Trusses | Roof Truss | Wood | Replace | Flat | Treated lumber | Slope: 8/12 | # of trusses to be replaced
1322 |  | Interior | Attic- unfinished basement-crawlspace | Trusses | Roof Truss | Wood | Replace | Flat | Treated lumber | Slope:10/12 | # of trusses to be replaced
1323 |  | Interior | Attic- unfinished basement-crawlspace | Trusses | Roof Truss | Wood | Replace | Flat | Treated lumber | Slope: 12/12 | # of trusses to be replaced
1324 |  | Interior | Attic- unfinished basement-crawlspace | Trusses | Roof Truss | Wood | Replace | Flat | Heavy loading | Slope: 3/12 | # of trusses to be replaced
1325 |  | Interior | Attic- unfinished basement-crawlspace | Trusses | Roof Truss | Wood | Replace | Flat | Heavy loading | Slope: 4/12 | # of trusses to be replaced
1326 |  | Interior | Attic- unfinished basement-crawlspace | Trusses | Roof Truss | Wood | Replace | Flat | Heavy loading | Slope: 6/12 | # of trusses to be replaced
1327 |  | Interior | Attic- unfinished basement-crawlspace | Trusses | Roof Truss | Wood | Replace | Flat | Heavy loading | Slope: 8/12 | # of trusses to be replaced
1328 |  | Interior | Attic- unfinished basement-crawlspace | Trusses | Roof Truss | Wood | Replace | Flat | Heavy loading | Slope:10/12 | # of trusses to be replaced
1329 |  | Interior | Attic- unfinished basement-crawlspace | Trusses | Roof Truss | Wood | Replace | Flat | Heavy loading | Slope: 12/12 | # of trusses to be replaced
1330 |  | Interior | Attic- unfinished basement-crawlspace | Trusses | Roof Truss | Wood | Replace | Standard | Standard truss material | Slope: 3/12 | Truss Strap/Anchor present | # Truss strap / Anchor
1331 |  | Interior | Attic- unfinished basement-crawlspace | Trusses | Roof Truss | Wood | Replace | Standard | Standard truss material | Slope: 4/12 | Truss Strap/Anchor present | # Truss strap / Anchor
1332 |  | Interior | Attic- unfinished basement-crawlspace | Trusses | Roof Truss | Wood | Replace | Standard | Standard truss material | Slope: 6/12 | Truss Strap/Anchor present | # Truss strap / Anchor
1333 |  | Interior | Attic- unfinished basement-crawlspace | Trusses | Roof Truss | Wood | Replace | Standard | Standard truss material | Slope: 8/12 | Truss Strap/Anchor present | # Truss strap / Anchor
1334 |  | Interior | Attic- unfinished basement-crawlspace | Trusses | Roof Truss | Wood | Replace | Standard | Standard truss material | Slope:10/12 | Truss Strap/Anchor present | # Truss strap / Anchor
1335 |  | Interior | Attic- unfinished basement-crawlspace | Trusses | Roof Truss | Wood | Replace | Standard | Standard truss material | Slope: 12/12 | Truss Strap/Anchor present | # Truss strap / Anchor
1336 |  | Interior | Attic- unfinished basement-crawlspace | Trusses | Roof Truss | Wood | Replace | Standard | Treated lumber | Slope: 3/12 | Truss Strap/Anchor present | # Truss strap / Anchor
1337 |  | Interior | Attic- unfinished basement-crawlspace | Trusses | Roof Truss | Wood | Replace | Standard | Treated lumber | Slope: 4/12 | Truss Strap/Anchor present | # Truss strap / Anchor
1338 |  | Interior | Attic- unfinished basement-crawlspace | Trusses | Roof Truss | Wood | Replace | Standard | Treated lumber | Slope: 6/12 | Truss Strap/Anchor present | # Truss strap / Anchor
1339 |  | Interior | Attic- unfinished basement-crawlspace | Trusses | Roof Truss | Wood | Replace | Standard | Treated lumber | Slope: 8/12 | Truss Strap/Anchor present | # Truss strap / Anchor
1340 |  | Interior | Attic- unfinished basement-crawlspace | Trusses | Roof Truss | Wood | Replace | Standard | Treated lumber | Slope:10/12 | Truss Strap/Anchor present | # Truss strap / Anchor
1341 |  | Interior | Attic- unfinished basement-crawlspace | Trusses | Roof Truss | Wood | Replace | Standard | Treated lumber | Slope: 12/12 | Truss Strap/Anchor present | # Truss strap / Anchor
1342 |  | Interior | Attic- unfinished basement-crawlspace | Trusses | Roof Truss | Wood | Replace | Standard | Heavy loading | Slope: 3/12 | Truss Strap/Anchor present | # Truss strap / Anchor
1343 |  | Interior | Attic- unfinished basement-crawlspace | Trusses | Roof Truss | Wood | Replace | Standard | Heavy loading | Slope: 4/12 | Truss Strap/Anchor present | # Truss strap / Anchor
1344 |  | Interior | Attic- unfinished basement-crawlspace | Trusses | Roof Truss | Wood | Replace | Standard | Heavy loading | Slope: 6/12 | Truss Strap/Anchor present | # Truss strap / Anchor
1345 |  | Interior | Attic- unfinished basement-crawlspace | Trusses | Roof Truss | Wood | Replace | Standard | Heavy loading | Slope: 8/12 | Truss Strap/Anchor present | # Truss strap / Anchor
1346 |  | Interior | Attic- unfinished basement-crawlspace | Trusses | Roof Truss | Wood | Replace | Standard | Heavy loading | Slope:10/12 | Truss Strap/Anchor present | # Truss strap / Anchor
1347 |  | Interior | Attic- unfinished basement-crawlspace | Trusses | Roof Truss | Wood | Replace | Standard | Heavy loading | Slope: 12/12 | Truss Strap/Anchor present | # Truss strap / Anchor
1348 |  | Interior | Attic- unfinished basement-crawlspace | Trusses | Roof Truss | Wood | Replace | Attic truss | Standard truss material | Slope: 3/12 | Truss Strap/Anchor present | # Truss strap / Anchor
1349 |  | Interior | Attic- unfinished basement-crawlspace | Trusses | Roof Truss | Wood | Replace | Attic truss | Standard truss material | Slope: 4/12 | Truss Strap/Anchor present | # Truss strap / Anchor
1350 |  | Interior | Attic- unfinished basement-crawlspace | Trusses | Roof Truss | Wood | Replace | Attic truss | Standard truss material | Slope: 6/12 | Truss Strap/Anchor present | # Truss strap / Anchor
1351 |  | Interior | Attic- unfinished basement-crawlspace | Trusses | Roof Truss | Wood | Replace | Attic truss | Standard truss material | Slope: 8/12 | Truss Strap/Anchor present | # Truss strap / Anchor
1352 |  | Interior | Attic- unfinished basement-crawlspace | Trusses | Roof Truss | Wood | Replace | Attic truss | Standard truss material | Slope:10/12 | Truss Strap/Anchor present | # Truss strap / Anchor
1353 |  | Interior | Attic- unfinished basement-crawlspace | Trusses | Roof Truss | Wood | Replace | Attic truss | Standard truss material | Slope: 12/12 | Truss Strap/Anchor present | # Truss strap / Anchor
1354 |  | Interior | Attic- unfinished basement-crawlspace | Trusses | Roof Truss | Wood | Replace | Attic truss | Treated lumber | Slope: 3/12 | Truss Strap/Anchor present | # Truss strap / Anchor
1355 |  | Interior | Attic- unfinished basement-crawlspace | Trusses | Roof Truss | Wood | Replace | Attic truss | Treated lumber | Slope: 4/12 | Truss Strap/Anchor present | # Truss strap / Anchor
1356 |  | Interior | Attic- unfinished basement-crawlspace | Trusses | Roof Truss | Wood | Replace | Attic truss | Treated lumber | Slope: 6/12 | Truss Strap/Anchor present | # Truss strap / Anchor
1357 |  | Interior | Attic- unfinished basement-crawlspace | Trusses | Roof Truss | Wood | Replace | Attic truss | Treated lumber | Slope: 8/12 | Truss Strap/Anchor present | # Truss strap / Anchor
1358 |  | Interior | Attic- unfinished basement-crawlspace | Trusses | Roof Truss | Wood | Replace | Attic truss | Treated lumber | Slope:10/12 | Truss Strap/Anchor present | # Truss strap / Anchor
1359 |  | Interior | Attic- unfinished basement-crawlspace | Trusses | Roof Truss | Wood | Replace | Attic truss | Treated lumber | Slope: 12/12 | Truss Strap/Anchor present | # Truss strap / Anchor
1360 |  | Interior | Attic- unfinished basement-crawlspace | Trusses | Roof Truss | Wood | Replace | Attic truss | Heavy loading | Slope: 3/12 | Truss Strap/Anchor present | # Truss strap / Anchor
1361 |  | Interior | Attic- unfinished basement-crawlspace | Trusses | Roof Truss | Wood | Replace | Attic truss | Heavy loading | Slope: 4/12 | Truss Strap/Anchor present | # Truss strap / Anchor
1362 |  | Interior | Attic- unfinished basement-crawlspace | Trusses | Roof Truss | Wood | Replace | Attic truss | Heavy loading | Slope: 6/12 | Truss Strap/Anchor present | # Truss strap / Anchor
1363 |  | Interior | Attic- unfinished basement-crawlspace | Trusses | Roof Truss | Wood | Replace | Attic truss | Heavy loading | Slope: 8/12 | Truss Strap/Anchor present | # Truss strap / Anchor
1364 |  | Interior | Attic- unfinished basement-crawlspace | Trusses | Roof Truss | Wood | Replace | Attic truss | Heavy loading | Slope:10/12 | Truss Strap/Anchor present | # Truss strap / Anchor
1365 |  | Interior | Attic- unfinished basement-crawlspace | Trusses | Roof Truss | Wood | Replace | Attic truss | Heavy loading | Slope: 12/12 | Truss Strap/Anchor present | # Truss strap / Anchor
1366 |  | Interior | Attic- unfinished basement-crawlspace | Trusses | Roof Truss | Wood | Replace | Girder Truss | Standard truss material | Slope: 3/12 | Truss Strap/Anchor present | # Truss strap / Anchor
1367 |  | Interior | Attic- unfinished basement-crawlspace | Trusses | Roof Truss | Wood | Replace | Girder Truss | Standard truss material | Slope: 4/12 | Truss Strap/Anchor present | # Truss strap / Anchor
1368 |  | Interior | Attic- unfinished basement-crawlspace | Trusses | Roof Truss | Wood | Replace | Girder Truss | Standard truss material | Slope: 6/12 | Truss Strap/Anchor present | # Truss strap / Anchor
1369 |  | Interior | Attic- unfinished basement-crawlspace | Trusses | Roof Truss | Wood | Replace | Girder Truss | Standard truss material | Slope: 8/12 | Truss Strap/Anchor present | # Truss strap / Anchor
1370 |  | Interior | Attic- unfinished basement-crawlspace | Trusses | Roof Truss | Wood | Replace | Girder Truss | Standard truss material | Slope:10/12 | Truss Strap/Anchor present | # Truss strap / Anchor
1371 |  | Interior | Attic- unfinished basement-crawlspace | Trusses | Roof Truss | Wood | Replace | Girder Truss | Standard truss material | Slope: 12/12 | Truss Strap/Anchor present | # Truss strap / Anchor
1372 |  | Interior | Attic- unfinished basement-crawlspace | Trusses | Roof Truss | Wood | Replace | Girder Truss | Treated lumber | Slope: 3/12 | Truss Strap/Anchor present | # Truss strap / Anchor
1373 |  | Interior | Attic- unfinished basement-crawlspace | Trusses | Roof Truss | Wood | Replace | Girder Truss | Treated lumber | Slope: 4/12 | Truss Strap/Anchor present | # Truss strap / Anchor
1374 |  | Interior | Attic- unfinished basement-crawlspace | Trusses | Roof Truss | Wood | Replace | Girder Truss | Treated lumber | Slope: 6/12 | Truss Strap/Anchor present | # Truss strap / Anchor
1375 |  | Interior | Attic- unfinished basement-crawlspace | Trusses | Roof Truss | Wood | Replace | Girder Truss | Treated lumber | Slope: 8/12 | Truss Strap/Anchor present | # Truss strap / Anchor
1376 |  | Interior | Attic- unfinished basement-crawlspace | Trusses | Roof Truss | Wood | Replace | Girder Truss | Treated lumber | Slope:10/12 | Truss Strap/Anchor present | # Truss strap / Anchor
1377 |  | Interior | Attic- unfinished basement-crawlspace | Trusses | Roof Truss | Wood | Replace | Girder Truss | Treated lumber | Slope: 12/12 | Truss Strap/Anchor present | # Truss strap / Anchor
1378 |  | Interior | Attic- unfinished basement-crawlspace | Trusses | Roof Truss | Wood | Replace | Girder Truss | Heavy loading | Slope: 3/12 | Truss Strap/Anchor present | # Truss strap / Anchor
1379 |  | Interior | Attic- unfinished basement-crawlspace | Trusses | Roof Truss | Wood | Replace | Girder Truss | Heavy loading | Slope: 4/12 | Truss Strap/Anchor present | # Truss strap / Anchor
1380 |  | Interior | Attic- unfinished basement-crawlspace | Trusses | Roof Truss | Wood | Replace | Girder Truss | Heavy loading | Slope: 6/12 | Truss Strap/Anchor present | # Truss strap / Anchor
1381 |  | Interior | Attic- unfinished basement-crawlspace | Trusses | Roof Truss | Wood | Replace | Girder Truss | Heavy loading | Slope: 8/12 | Truss Strap/Anchor present | # Truss strap / Anchor
1382 |  | Interior | Attic- unfinished basement-crawlspace | Trusses | Roof Truss | Wood | Replace | Girder Truss | Heavy loading | Slope:10/12 | Truss Strap/Anchor present | # Truss strap / Anchor
1383 |  | Interior | Attic- unfinished basement-crawlspace | Trusses | Roof Truss | Wood | Replace | Girder Truss | Heavy loading | Slope: 12/12 | Truss Strap/Anchor present | # Truss strap / Anchor
1384 |  | Interior | Attic- unfinished basement-crawlspace | Trusses | Roof Truss | Wood | Replace | Mono Truss | Standard truss material | Slope: 3/12 | Truss Strap/Anchor present | # Truss strap / Anchor
1385 |  | Interior | Attic- unfinished basement-crawlspace | Trusses | Roof Truss | Wood | Replace | Mono Truss | Standard truss material | Slope: 4/12 | Truss Strap/Anchor present | # Truss strap / Anchor
1386 |  | Interior | Attic- unfinished basement-crawlspace | Trusses | Roof Truss | Wood | Replace | Mono Truss | Standard truss material | Slope: 6/12 | Truss Strap/Anchor present | # Truss strap / Anchor
1387 |  | Interior | Attic- unfinished basement-crawlspace | Trusses | Roof Truss | Wood | Replace | Mono Truss | Standard truss material | Slope: 8/12 | Truss Strap/Anchor present | # Truss strap / Anchor
1388 |  | Interior | Attic- unfinished basement-crawlspace | Trusses | Roof Truss | Wood | Replace | Mono Truss | Standard truss material | Slope:10/12 | Truss Strap/Anchor present | # Truss strap / Anchor
1389 |  | Interior | Attic- unfinished basement-crawlspace | Trusses | Roof Truss | Wood | Replace | Mono Truss | Standard truss material | Slope: 12/12 | Truss Strap/Anchor present | # Truss strap / Anchor
1390 |  | Interior | Attic- unfinished basement-crawlspace | Trusses | Roof Truss | Wood | Replace | Mono Truss | Treated lumber | Slope: 3/12 | Truss Strap/Anchor present | # Truss strap / Anchor
1391 |  | Interior | Attic- unfinished basement-crawlspace | Trusses | Roof Truss | Wood | Replace | Mono Truss | Treated lumber | Slope: 4/12 | Truss Strap/Anchor present | # Truss strap / Anchor
1392 |  | Interior | Attic- unfinished basement-crawlspace | Trusses | Roof Truss | Wood | Replace | Mono Truss | Treated lumber | Slope: 6/12 | Truss Strap/Anchor present | # Truss strap / Anchor
1393 |  | Interior | Attic- unfinished basement-crawlspace | Trusses | Roof Truss | Wood | Replace | Mono Truss | Treated lumber | Slope: 8/12 | Truss Strap/Anchor present | # Truss strap / Anchor
1394 |  | Interior | Attic- unfinished basement-crawlspace | Trusses | Roof Truss | Wood | Replace | Mono Truss | Treated lumber | Slope:10/12 | Truss Strap/Anchor present | # Truss strap / Anchor
1395 |  | Interior | Attic- unfinished basement-crawlspace | Trusses | Roof Truss | Wood | Replace | Mono Truss | Treated lumber | Slope: 12/12 | Truss Strap/Anchor present | # Truss strap / Anchor
1396 |  | Interior | Attic- unfinished basement-crawlspace | Trusses | Roof Truss | Wood | Replace | Mono Truss | Heavy loading | Slope: 3/12 | Truss Strap/Anchor present | # Truss strap / Anchor
1397 |  | Interior | Attic- unfinished basement-crawlspace | Trusses | Roof Truss | Wood | Replace | Mono Truss | Heavy loading | Slope: 4/12 | Truss Strap/Anchor present | # Truss strap / Anchor
1398 |  | Interior | Attic- unfinished basement-crawlspace | Trusses | Roof Truss | Wood | Replace | Mono Truss | Heavy loading | Slope: 6/12 | Truss Strap/Anchor present | # Truss strap / Anchor
1399 |  | Interior | Attic- unfinished basement-crawlspace | Trusses | Roof Truss | Wood | Replace | Mono Truss | Heavy loading | Slope: 8/12 | Truss Strap/Anchor present | # Truss strap / Anchor
1400 |  | Interior | Attic- unfinished basement-crawlspace | Trusses | Roof Truss | Wood | Replace | Mono Truss | Heavy loading | Slope:10/12 | Truss Strap/Anchor present | # Truss strap / Anchor
1401 |  | Interior | Attic- unfinished basement-crawlspace | Trusses | Roof Truss | Wood | Replace | Mono Truss | Heavy loading | Slope: 12/12 | Truss Strap/Anchor present | # Truss strap / Anchor
1402 |  | Interior | Attic- unfinished basement-crawlspace | Trusses | Roof Truss | Wood | Replace | Overbuild-Valley Truss | Standard truss material | Slope: 3/12 | Truss Strap/Anchor present | # Truss strap / Anchor
1403 |  | Interior | Attic- unfinished basement-crawlspace | Trusses | Roof Truss | Wood | Replace | Overbuild-Valley Truss | Standard truss material | Slope: 4/12 | Truss Strap/Anchor present | # Truss strap / Anchor
1404 |  | Interior | Attic- unfinished basement-crawlspace | Trusses | Roof Truss | Wood | Replace | Overbuild-Valley Truss | Standard truss material | Slope: 6/12 | Truss Strap/Anchor present | # Truss strap / Anchor
1405 |  | Interior | Attic- unfinished basement-crawlspace | Trusses | Roof Truss | Wood | Replace | Overbuild-Valley Truss | Standard truss material | Slope: 8/12 | Truss Strap/Anchor present | # Truss strap / Anchor
1406 |  | Interior | Attic- unfinished basement-crawlspace | Trusses | Roof Truss | Wood | Replace | Overbuild-Valley Truss | Standard truss material | Slope:10/12 | Truss Strap/Anchor present | # Truss strap / Anchor
1407 |  | Interior | Attic- unfinished basement-crawlspace | Trusses | Roof Truss | Wood | Replace | Overbuild-Valley Truss | Standard truss material | Slope: 12/12 | Truss Strap/Anchor present | # Truss strap / Anchor
1408 |  | Interior | Attic- unfinished basement-crawlspace | Trusses | Roof Truss | Wood | Replace | Overbuild-Valley Truss | Treated lumber | Slope: 3/12 | Truss Strap/Anchor present | # Truss strap / Anchor
1409 |  | Interior | Attic- unfinished basement-crawlspace | Trusses | Roof Truss | Wood | Replace | Overbuild-Valley Truss | Treated lumber | Slope: 4/12 | Truss Strap/Anchor present | # Truss strap / Anchor
1410 |  | Interior | Attic- unfinished basement-crawlspace | Trusses | Roof Truss | Wood | Replace | Overbuild-Valley Truss | Treated lumber | Slope: 6/12 | Truss Strap/Anchor present | # Truss strap / Anchor
1411 |  | Interior | Attic- unfinished basement-crawlspace | Trusses | Roof Truss | Wood | Replace | Overbuild-Valley Truss | Treated lumber | Slope: 8/12 | Truss Strap/Anchor present | # Truss strap / Anchor
1412 |  | Interior | Attic- unfinished basement-crawlspace | Trusses | Roof Truss | Wood | Replace | Overbuild-Valley Truss | Treated lumber | Slope:10/12 | Truss Strap/Anchor present | # Truss strap / Anchor
1413 |  | Interior | Attic- unfinished basement-crawlspace | Trusses | Roof Truss | Wood | Replace | Overbuild-Valley Truss | Treated lumber | Slope: 12/12 | Truss Strap/Anchor present | # Truss strap / Anchor
1414 |  | Interior | Attic- unfinished basement-crawlspace | Trusses | Roof Truss | Wood | Replace | Overbuild-Valley Truss | Heavy loading | Slope: 3/12 | Truss Strap/Anchor present | # Truss strap / Anchor
1415 |  | Interior | Attic- unfinished basement-crawlspace | Trusses | Roof Truss | Wood | Replace | Overbuild-Valley Truss | Heavy loading | Slope: 4/12 | Truss Strap/Anchor present | # Truss strap / Anchor
1416 |  | Interior | Attic- unfinished basement-crawlspace | Trusses | Roof Truss | Wood | Replace | Overbuild-Valley Truss | Heavy loading | Slope: 6/12 | Truss Strap/Anchor present | # Truss strap / Anchor
1417 |  | Interior | Attic- unfinished basement-crawlspace | Trusses | Roof Truss | Wood | Replace | Overbuild-Valley Truss | Heavy loading | Slope: 8/12 | Truss Strap/Anchor present | # Truss strap / Anchor
1418 |  | Interior | Attic- unfinished basement-crawlspace | Trusses | Roof Truss | Wood | Replace | Overbuild-Valley Truss | Heavy loading | Slope:10/12 | Truss Strap/Anchor present | # Truss strap / Anchor
1419 |  | Interior | Attic- unfinished basement-crawlspace | Trusses | Roof Truss | Wood | Replace | Overbuild-Valley Truss | Heavy loading | Slope: 12/12 | Truss Strap/Anchor present | # Truss strap / Anchor
1420 |  | Interior | Attic- unfinished basement-crawlspace | Trusses | Roof Truss | Wood | Replace | Scissor Truss | Standard truss material | Slope: 3/12 | Truss Strap/Anchor present | # Truss strap / Anchor
1421 |  | Interior | Attic- unfinished basement-crawlspace | Trusses | Roof Truss | Wood | Replace | Scissor Truss | Standard truss material | Slope: 4/12 | Truss Strap/Anchor present | # Truss strap / Anchor
1422 |  | Interior | Attic- unfinished basement-crawlspace | Trusses | Roof Truss | Wood | Replace | Scissor Truss | Standard truss material | Slope: 6/12 | Truss Strap/Anchor present | # Truss strap / Anchor
1423 |  | Interior | Attic- unfinished basement-crawlspace | Trusses | Roof Truss | Wood | Replace | Scissor Truss | Standard truss material | Slope: 8/12 | Truss Strap/Anchor present | # Truss strap / Anchor
1424 |  | Interior | Attic- unfinished basement-crawlspace | Trusses | Roof Truss | Wood | Replace | Scissor Truss | Standard truss material | Slope:10/12 | Truss Strap/Anchor present | # Truss strap / Anchor
1425 |  | Interior | Attic- unfinished basement-crawlspace | Trusses | Roof Truss | Wood | Replace | Scissor Truss | Standard truss material | Slope: 12/12 | Truss Strap/Anchor present | # Truss strap / Anchor
1426 |  | Interior | Attic- unfinished basement-crawlspace | Trusses | Roof Truss | Wood | Replace | Scissor Truss | Treated lumber | Slope: 3/12 | Truss Strap/Anchor present | # Truss strap / Anchor
1427 |  | Interior | Attic- unfinished basement-crawlspace | Trusses | Roof Truss | Wood | Replace | Scissor Truss | Treated lumber | Slope: 4/12 | Truss Strap/Anchor present | # Truss strap / Anchor
1428 |  | Interior | Attic- unfinished basement-crawlspace | Trusses | Roof Truss | Wood | Replace | Scissor Truss | Treated lumber | Slope: 6/12 | Truss Strap/Anchor present | # Truss strap / Anchor
1429 |  | Interior | Attic- unfinished basement-crawlspace | Trusses | Roof Truss | Wood | Replace | Scissor Truss | Treated lumber | Slope: 8/12 | Truss Strap/Anchor present | # Truss strap / Anchor
1430 |  | Interior | Attic- unfinished basement-crawlspace | Trusses | Roof Truss | Wood | Replace | Scissor Truss | Treated lumber | Slope:10/12 | Truss Strap/Anchor present | # Truss strap / Anchor
1431 |  | Interior | Attic- unfinished basement-crawlspace | Trusses | Roof Truss | Wood | Replace | Scissor Truss | Treated lumber | Slope: 12/12 | Truss Strap/Anchor present | # Truss strap / Anchor
1432 |  | Interior | Attic- unfinished basement-crawlspace | Trusses | Roof Truss | Wood | Replace | Scissor Truss | Heavy loading | Slope: 3/12 | Truss Strap/Anchor present | # Truss strap / Anchor
1433 |  | Interior | Attic- unfinished basement-crawlspace | Trusses | Roof Truss | Wood | Replace | Scissor Truss | Heavy loading | Slope: 4/12 | Truss Strap/Anchor present | # Truss strap / Anchor
1434 |  | Interior | Attic- unfinished basement-crawlspace | Trusses | Roof Truss | Wood | Replace | Scissor Truss | Heavy loading | Slope: 6/12 | Truss Strap/Anchor present | # Truss strap / Anchor
1435 |  | Interior | Attic- unfinished basement-crawlspace | Trusses | Roof Truss | Wood | Replace | Scissor Truss | Heavy loading | Slope: 8/12 | Truss Strap/Anchor present | # Truss strap / Anchor
1436 |  | Interior | Attic- unfinished basement-crawlspace | Trusses | Roof Truss | Wood | Replace | Scissor Truss | Heavy loading | Slope:10/12 | Truss Strap/Anchor present | # Truss strap / Anchor
1437 |  | Interior | Attic- unfinished basement-crawlspace | Trusses | Roof Truss | Wood | Replace | Scissor Truss | Heavy loading | Slope: 12/12 | Truss Strap/Anchor present | # Truss strap / Anchor
1438 |  | Interior | Attic- unfinished basement-crawlspace | Trusses | Roof Truss | Wood | Replace | Stepdown truss | Standard truss material | Slope: 3/12 | Truss Strap/Anchor present | # Truss strap / Anchor
1439 |  | Interior | Attic- unfinished basement-crawlspace | Trusses | Roof Truss | Wood | Replace | Stepdown truss | Standard truss material | Slope: 4/12 | Truss Strap/Anchor present | # Truss strap / Anchor
1440 |  | Interior | Attic- unfinished basement-crawlspace | Trusses | Roof Truss | Wood | Replace | Stepdown truss | Standard truss material | Slope: 6/12 | Truss Strap/Anchor present | # Truss strap / Anchor
1441 |  | Interior | Attic- unfinished basement-crawlspace | Trusses | Roof Truss | Wood | Replace | Stepdown truss | Standard truss material | Slope: 8/12 | Truss Strap/Anchor present | # Truss strap / Anchor
1442 |  | Interior | Attic- unfinished basement-crawlspace | Trusses | Roof Truss | Wood | Replace | Stepdown truss | Standard truss material | Slope:10/12 | Truss Strap/Anchor present | # Truss strap / Anchor
1443 |  | Interior | Attic- unfinished basement-crawlspace | Trusses | Roof Truss | Wood | Replace | Stepdown truss | Standard truss material | Slope: 12/12 | Truss Strap/Anchor present | # Truss strap / Anchor
1444 |  | Interior | Attic- unfinished basement-crawlspace | Trusses | Roof Truss | Wood | Replace | Stepdown truss | Treated lumber | Slope: 3/12 | Truss Strap/Anchor present | # Truss strap / Anchor
1445 |  | Interior | Attic- unfinished basement-crawlspace | Trusses | Roof Truss | Wood | Replace | Stepdown truss | Treated lumber | Slope: 4/12 | Truss Strap/Anchor present | # Truss strap / Anchor
1446 |  | Interior | Attic- unfinished basement-crawlspace | Trusses | Roof Truss | Wood | Replace | Stepdown truss | Treated lumber | Slope: 6/12 | Truss Strap/Anchor present | # Truss strap / Anchor
1447 |  | Interior | Attic- unfinished basement-crawlspace | Trusses | Roof Truss | Wood | Replace | Stepdown truss | Treated lumber | Slope: 8/12 | Truss Strap/Anchor present | # Truss strap / Anchor
1448 |  | Interior | Attic- unfinished basement-crawlspace | Trusses | Roof Truss | Wood | Replace | Stepdown truss | Treated lumber | Slope:10/12 | Truss Strap/Anchor present | # Truss strap / Anchor
1449 |  | Interior | Attic- unfinished basement-crawlspace | Trusses | Roof Truss | Wood | Replace | Stepdown truss | Treated lumber | Slope: 12/12 | Truss Strap/Anchor present | # Truss strap / Anchor
1450 |  | Interior | Attic- unfinished basement-crawlspace | Trusses | Roof Truss | Wood | Replace | Stepdown truss | Heavy loading | Slope: 3/12 | Truss Strap/Anchor present | # Truss strap / Anchor
1451 |  | Interior | Attic- unfinished basement-crawlspace | Trusses | Roof Truss | Wood | Replace | Stepdown truss | Heavy loading | Slope: 4/12 | Truss Strap/Anchor present | # Truss strap / Anchor
1452 |  | Interior | Attic- unfinished basement-crawlspace | Trusses | Roof Truss | Wood | Replace | Stepdown truss | Heavy loading | Slope: 6/12 | Truss Strap/Anchor present | # Truss strap / Anchor
1453 |  | Interior | Attic- unfinished basement-crawlspace | Trusses | Roof Truss | Wood | Replace | Stepdown truss | Heavy loading | Slope: 8/12 | Truss Strap/Anchor present | # Truss strap / Anchor
1454 |  | Interior | Attic- unfinished basement-crawlspace | Trusses | Roof Truss | Wood | Replace | Stepdown truss | Heavy loading | Slope:10/12 | Truss Strap/Anchor present | # Truss strap / Anchor
1455 |  | Interior | Attic- unfinished basement-crawlspace | Trusses | Roof Truss | Wood | Replace | Stepdown truss | Heavy loading | Slope: 12/12 | Truss Strap/Anchor present | # Truss strap / Anchor
1456 |  | Interior | Attic- unfinished basement-crawlspace | Trusses | Roof Truss | Wood | Replace | Gambrel | Standard truss material | Slope: 3/12 | Truss Strap/Anchor present | # Truss strap / Anchor
1457 |  | Interior | Attic- unfinished basement-crawlspace | Trusses | Roof Truss | Wood | Replace | Gambrel | Standard truss material | Slope: 4/12 | Truss Strap/Anchor present | # Truss strap / Anchor
1458 |  | Interior | Attic- unfinished basement-crawlspace | Trusses | Roof Truss | Wood | Replace | Gambrel | Standard truss material | Slope: 6/12 | Truss Strap/Anchor present | # Truss strap / Anchor
1459 |  | Interior | Attic- unfinished basement-crawlspace | Trusses | Roof Truss | Wood | Replace | Gambrel | Standard truss material | Slope: 8/12 | Truss Strap/Anchor present | # Truss strap / Anchor
1460 |  | Interior | Attic- unfinished basement-crawlspace | Trusses | Roof Truss | Wood | Replace | Gambrel | Standard truss material | Slope:10/12 | Truss Strap/Anchor present | # Truss strap / Anchor
1461 |  | Interior | Attic- unfinished basement-crawlspace | Trusses | Roof Truss | Wood | Replace | Gambrel | Standard truss material | Slope: 12/12 | Truss Strap/Anchor present | # Truss strap / Anchor
1462 |  | Interior | Attic- unfinished basement-crawlspace | Trusses | Roof Truss | Wood | Replace | Gambrel | Treated lumber | Slope: 3/12 | Truss Strap/Anchor present | # Truss strap / Anchor
1463 |  | Interior | Attic- unfinished basement-crawlspace | Trusses | Roof Truss | Wood | Replace | Gambrel | Treated lumber | Slope: 4/12 | Truss Strap/Anchor present | # Truss strap / Anchor
1464 |  | Interior | Attic- unfinished basement-crawlspace | Trusses | Roof Truss | Wood | Replace | Gambrel | Treated lumber | Slope: 6/12 | Truss Strap/Anchor present | # Truss strap / Anchor
1465 |  | Interior | Attic- unfinished basement-crawlspace | Trusses | Roof Truss | Wood | Replace | Gambrel | Treated lumber | Slope: 8/12 | Truss Strap/Anchor present | # Truss strap / Anchor
1466 |  | Interior | Attic- unfinished basement-crawlspace | Trusses | Roof Truss | Wood | Replace | Gambrel | Treated lumber | Slope:10/12 | Truss Strap/Anchor present | # Truss strap / Anchor
1467 |  | Interior | Attic- unfinished basement-crawlspace | Trusses | Roof Truss | Wood | Replace | Gambrel | Treated lumber | Slope: 12/12 | Truss Strap/Anchor present | # Truss strap / Anchor
1468 |  | Interior | Attic- unfinished basement-crawlspace | Trusses | Roof Truss | Wood | Replace | Gambrel | Heavy loading | Slope: 3/12 | Truss Strap/Anchor present | # Truss strap / Anchor
1469 |  | Interior | Attic- unfinished basement-crawlspace | Trusses | Roof Truss | Wood | Replace | Gambrel | Heavy loading | Slope: 4/12 | Truss Strap/Anchor present | # Truss strap / Anchor
1470 |  | Interior | Attic- unfinished basement-crawlspace | Trusses | Roof Truss | Wood | Replace | Gambrel | Heavy loading | Slope: 6/12 | Truss Strap/Anchor present | # Truss strap / Anchor
1471 |  | Interior | Attic- unfinished basement-crawlspace | Trusses | Roof Truss | Wood | Replace | Gambrel | Heavy loading | Slope: 8/12 | Truss Strap/Anchor present | # Truss strap / Anchor
1472 |  | Interior | Attic- unfinished basement-crawlspace | Trusses | Roof Truss | Wood | Replace | Gambrel | Heavy loading | Slope:10/12 | Truss Strap/Anchor present | # Truss strap / Anchor
1473 |  | Interior | Attic- unfinished basement-crawlspace | Trusses | Roof Truss | Wood | Replace | Gambrel | Heavy loading | Slope: 12/12 | Truss Strap/Anchor present | # Truss strap / Anchor
1474 |  | Interior | Attic- unfinished basement-crawlspace | Trusses | Roof Truss | Wood | Replace | Flat | Standard truss material | Slope: 3/12 | Truss Strap/Anchor present | # Truss strap / Anchor
1475 |  | Interior | Attic- unfinished basement-crawlspace | Trusses | Roof Truss | Wood | Replace | Flat | Standard truss material | Slope: 4/12 | Truss Strap/Anchor present | # Truss strap / Anchor
1476 |  | Interior | Attic- unfinished basement-crawlspace | Trusses | Roof Truss | Wood | Replace | Flat | Standard truss material | Slope: 6/12 | Truss Strap/Anchor present | # Truss strap / Anchor
1477 |  | Interior | Attic- unfinished basement-crawlspace | Trusses | Roof Truss | Wood | Replace | Flat | Standard truss material | Slope: 8/12 | Truss Strap/Anchor present | # Truss strap / Anchor
1478 |  | Interior | Attic- unfinished basement-crawlspace | Trusses | Roof Truss | Wood | Replace | Flat | Standard truss material | Slope:10/12 | Truss Strap/Anchor present | # Truss strap / Anchor
1479 |  | Interior | Attic- unfinished basement-crawlspace | Trusses | Roof Truss | Wood | Replace | Flat | Standard truss material | Slope: 12/12 | Truss Strap/Anchor present | # Truss strap / Anchor
1480 |  | Interior | Attic- unfinished basement-crawlspace | Trusses | Roof Truss | Wood | Replace | Flat | Treated lumber | Slope: 3/12 | Truss Strap/Anchor present | # Truss strap / Anchor
1481 |  | Interior | Attic- unfinished basement-crawlspace | Trusses | Roof Truss | Wood | Replace | Flat | Treated lumber | Slope: 4/12 | Truss Strap/Anchor present | # Truss strap / Anchor
1482 |  | Interior | Attic- unfinished basement-crawlspace | Trusses | Roof Truss | Wood | Replace | Flat | Treated lumber | Slope: 6/12 | Truss Strap/Anchor present | # Truss strap / Anchor
1483 |  | Interior | Attic- unfinished basement-crawlspace | Trusses | Roof Truss | Wood | Replace | Flat | Treated lumber | Slope: 8/12 | Truss Strap/Anchor present | # Truss strap / Anchor
1484 |  | Interior | Attic- unfinished basement-crawlspace | Trusses | Roof Truss | Wood | Replace | Flat | Treated lumber | Slope:10/12 | Truss Strap/Anchor present | # Truss strap / Anchor
1485 |  | Interior | Attic- unfinished basement-crawlspace | Trusses | Roof Truss | Wood | Replace | Flat | Treated lumber | Slope: 12/12 | Truss Strap/Anchor present | # Truss strap / Anchor
1486 |  | Interior | Attic- unfinished basement-crawlspace | Trusses | Roof Truss | Wood | Replace | Flat | Heavy loading | Slope: 3/12 | Truss Strap/Anchor present | # Truss strap / Anchor
1487 |  | Interior | Attic- unfinished basement-crawlspace | Trusses | Roof Truss | Wood | Replace | Flat | Heavy loading | Slope: 4/12 | Truss Strap/Anchor present | # Truss strap / Anchor
1488 |  | Interior | Attic- unfinished basement-crawlspace | Trusses | Roof Truss | Wood | Replace | Flat | Heavy loading | Slope: 6/12 | Truss Strap/Anchor present | # Truss strap / Anchor
1489 |  | Interior | Attic- unfinished basement-crawlspace | Trusses | Roof Truss | Wood | Replace | Flat | Heavy loading | Slope: 8/12 | Truss Strap/Anchor present | # Truss strap / Anchor
1490 |  | Interior | Attic- unfinished basement-crawlspace | Trusses | Roof Truss | Wood | Replace | Flat | Heavy loading | Slope:10/12 | Truss Strap/Anchor present | # Truss strap / Anchor
1491 |  | Interior | Attic- unfinished basement-crawlspace | Trusses | Roof Truss | Wood | Replace | Flat | Heavy loading | Slope: 12/12 | Truss Strap/Anchor present | # Truss strap / Anchor
1492 |  | Interior | Attic- unfinished basement-crawlspace | Trusses | Level 1: Roof Truss; Level 2: Wood; Level3: Replace; Level 4: Crane needed; Level 5: Hours
1493 |  | Interior | Attic- unfinished basement-crawlspace | Trusses | Level 1: Roof Truss; Level 2: Wood; Level3: Replace; Level 4: Ceiling Trayed/Coffered/Dropped; Level 5: Sq Ft
1494 |  | Interior | Attic- unfinished basement-crawlspace | Trusses | Roof Truss | Wood | Replace | Sheathing removal/replacement needed | Plywood type: OSB | Thickness: 3/8" | Sq Ft
1495 |  | Interior | Attic- unfinished basement-crawlspace | Trusses | Roof Truss | Wood | Replace | Sheathing removal/replacement needed | Plywood type: OSB | Thickness: 1/2" | Sq Ft
1496 |  | Interior | Attic- unfinished basement-crawlspace | Trusses | Roof Truss | Wood | Replace | Sheathing removal/replacement needed | Plywood type: OSB | Thickness: 5/8" | Sq Ft
1497 |  | Interior | Attic- unfinished basement-crawlspace | Trusses | Roof Truss | Wood | Replace | Sheathing removal/replacement needed | Plywood type: OSB | Thickness: 3/4" | Sq Ft
1498 |  | Interior | Attic- unfinished basement-crawlspace | Trusses | Roof Truss | Wood | Replace | Sheathing removal/replacement needed | Plywood type: CDX | Thickness: 3/8" | Sq Ft
1499 |  | Interior | Attic- unfinished basement-crawlspace | Trusses | Roof Truss | Wood | Replace | Sheathing removal/replacement needed | Plywood type: CDX | Thickness: 1/2" | Sq Ft
1500 |  | Interior | Attic- unfinished basement-crawlspace | Trusses | Roof Truss | Wood | Replace | Sheathing removal/replacement needed | Plywood type: CDX | Thickness: 5/8" | Sq Ft
1501 |  | Interior | Attic- unfinished basement-crawlspace | Trusses | Roof Truss | Wood | Replace | Sheathing removal/replacement needed | Plywood type: CDX | Thickness: 3/4" | Sq Ft
1502 |  | Interior | Attic- unfinished basement-crawlspace | Trusses | Roof Truss | Metal | Replace | Standard | Gauge: 14 | Slope: 3/12 | Overall Truss Span
1503 |  | Interior | Attic- unfinished basement-crawlspace | Trusses | Roof Truss | Metal | Replace | Standard | Gauge: 14 | Slope: 4/12 | Overall Truss Span
1504 |  | Interior | Attic- unfinished basement-crawlspace | Trusses | Roof Truss | Metal | Replace | Standard | Gauge: 14 | Slope: 6/12 | Overall Truss Span
1505 |  | Interior | Attic- unfinished basement-crawlspace | Trusses | Roof Truss | Metal | Replace | Standard | Gauge: 14 | Slope: 8/12 | Overall Truss Span
1506 |  | Interior | Attic- unfinished basement-crawlspace | Trusses | Roof Truss | Metal | Replace | Standard | Gauge: 14 | Slope:10/12 | Overall Truss Span
1507 |  | Interior | Attic- unfinished basement-crawlspace | Trusses | Roof Truss | Metal | Replace | Standard | Gauge: 14 | Slope: 12/12 | Overall Truss Span
1508 |  | Interior | Attic- unfinished basement-crawlspace | Trusses | Roof Truss | Metal | Replace | Standard | Gauge: 20 | Slope: 3/12 | Overall Truss Span
1509 |  | Interior | Attic- unfinished basement-crawlspace | Trusses | Roof Truss | Metal | Replace | Standard | Gauge: 20 | Slope: 4/12 | Overall Truss Span
1510 |  | Interior | Attic- unfinished basement-crawlspace | Trusses | Roof Truss | Metal | Replace | Standard | Gauge: 20 | Slope: 6/12 | Overall Truss Span
1511 |  | Interior | Attic- unfinished basement-crawlspace | Trusses | Roof Truss | Metal | Replace | Standard | Gauge: 20 | Slope: 8/12 | Overall Truss Span
1512 |  | Interior | Attic- unfinished basement-crawlspace | Trusses | Roof Truss | Metal | Replace | Standard | Gauge: 20 | Slope:10/12 | Overall Truss Span
1513 |  | Interior | Attic- unfinished basement-crawlspace | Trusses | Roof Truss | Metal | Replace | Standard | Gauge: 20 | Slope: 12/12 | Overall Truss Span
1514 |  | Interior | Attic- unfinished basement-crawlspace | Trusses | Roof Truss | Metal | Replace | Attic truss | Gauge: 14 | Slope: 3/12 | Overall Truss Span
1515 |  | Interior | Attic- unfinished basement-crawlspace | Trusses | Roof Truss | Metal | Replace | Attic truss | Gauge: 14 | Slope: 4/12 | Overall Truss Span
1516 |  | Interior | Attic- unfinished basement-crawlspace | Trusses | Roof Truss | Metal | Replace | Attic truss | Gauge: 14 | Slope: 6/12 | Overall Truss Span
1517 |  | Interior | Attic- unfinished basement-crawlspace | Trusses | Roof Truss | Metal | Replace | Attic truss | Gauge: 14 | Slope: 8/12 | Overall Truss Span
1518 |  | Interior | Attic- unfinished basement-crawlspace | Trusses | Roof Truss | Metal | Replace | Attic truss | Gauge: 14 | Slope:10/12 | Overall Truss Span
1519 |  | Interior | Attic- unfinished basement-crawlspace | Trusses | Roof Truss | Metal | Replace | Attic truss | Gauge: 14 | Slope: 12/12 | Overall Truss Span
1520 |  | Interior | Attic- unfinished basement-crawlspace | Trusses | Roof Truss | Metal | Replace | Attic truss | Gauge: 20 | Slope: 3/12 | Overall Truss Span
1521 |  | Interior | Attic- unfinished basement-crawlspace | Trusses | Roof Truss | Metal | Replace | Attic truss | Gauge: 20 | Slope: 4/12 | Overall Truss Span
1522 |  | Interior | Attic- unfinished basement-crawlspace | Trusses | Roof Truss | Metal | Replace | Attic truss | Gauge: 20 | Slope: 6/12 | Overall Truss Span
1523 |  | Interior | Attic- unfinished basement-crawlspace | Trusses | Roof Truss | Metal | Replace | Attic truss | Gauge: 20 | Slope: 8/12 | Overall Truss Span
1524 |  | Interior | Attic- unfinished basement-crawlspace | Trusses | Roof Truss | Metal | Replace | Attic truss | Gauge: 20 | Slope:10/12 | Overall Truss Span
1525 |  | Interior | Attic- unfinished basement-crawlspace | Trusses | Roof Truss | Metal | Replace | Attic truss | Gauge: 20 | Slope: 12/12 | Overall Truss Span
1526 |  | Interior | Attic- unfinished basement-crawlspace | Trusses | Roof Truss | Metal | Replace | Girder Truss | Gauge: 14 | Slope: 3/12 | Overall Truss Span
1527 |  | Interior | Attic- unfinished basement-crawlspace | Trusses | Roof Truss | Metal | Replace | Girder Truss | Gauge: 14 | Slope: 4/12 | Overall Truss Span
1528 |  | Interior | Attic- unfinished basement-crawlspace | Trusses | Roof Truss | Metal | Replace | Girder Truss | Gauge: 14 | Slope: 6/12 | Overall Truss Span
1529 |  | Interior | Attic- unfinished basement-crawlspace | Trusses | Roof Truss | Metal | Replace | Girder Truss | Gauge: 14 | Slope: 8/12 | Overall Truss Span
1530 |  | Interior | Attic- unfinished basement-crawlspace | Trusses | Roof Truss | Metal | Replace | Girder Truss | Gauge: 14 | Slope:10/12 | Overall Truss Span
1531 |  | Interior | Attic- unfinished basement-crawlspace | Trusses | Roof Truss | Metal | Replace | Girder Truss | Gauge: 14 | Slope: 12/12 | Overall Truss Span
1532 |  | Interior | Attic- unfinished basement-crawlspace | Trusses | Roof Truss | Metal | Replace | Girder Truss | Gauge: 20 | Slope: 3/12 | Overall Truss Span
1533 |  | Interior | Attic- unfinished basement-crawlspace | Trusses | Roof Truss | Metal | Replace | Girder Truss | Gauge: 20 | Slope: 4/12 | Overall Truss Span
1534 |  | Interior | Attic- unfinished basement-crawlspace | Trusses | Roof Truss | Metal | Replace | Girder Truss | Gauge: 20 | Slope: 6/12 | Overall Truss Span
1535 |  | Interior | Attic- unfinished basement-crawlspace | Trusses | Roof Truss | Metal | Replace | Girder Truss | Gauge: 20 | Slope: 8/12 | Overall Truss Span
1536 |  | Interior | Attic- unfinished basement-crawlspace | Trusses | Roof Truss | Metal | Replace | Girder Truss | Gauge: 20 | Slope:10/12 | Overall Truss Span
1537 |  | Interior | Attic- unfinished basement-crawlspace | Trusses | Roof Truss | Metal | Replace | Girder Truss | Gauge: 20 | Slope: 12/12 | Overall Truss Span
1538 |  | Interior | Attic- unfinished basement-crawlspace | Trusses | Roof Truss | Metal | Replace | Mono Truss | Gauge: 14 | Slope: 3/12 | Overall Truss Span
1539 |  | Interior | Attic- unfinished basement-crawlspace | Trusses | Roof Truss | Metal | Replace | Mono Truss | Gauge: 14 | Slope: 4/12 | Overall Truss Span
1540 |  | Interior | Attic- unfinished basement-crawlspace | Trusses | Roof Truss | Metal | Replace | Mono Truss | Gauge: 14 | Slope: 6/12 | Overall Truss Span
1541 |  | Interior | Attic- unfinished basement-crawlspace | Trusses | Roof Truss | Metal | Replace | Mono Truss | Gauge: 14 | Slope: 8/12 | Overall Truss Span
1542 |  | Interior | Attic- unfinished basement-crawlspace | Trusses | Roof Truss | Metal | Replace | Mono Truss | Gauge: 14 | Slope:10/12 | Overall Truss Span
1543 |  | Interior | Attic- unfinished basement-crawlspace | Trusses | Roof Truss | Metal | Replace | Mono Truss | Gauge: 14 | Slope: 12/12 | Overall Truss Span
1544 |  | Interior | Attic- unfinished basement-crawlspace | Trusses | Roof Truss | Metal | Replace | Mono Truss | Gauge: 20 | Slope: 3/12 | Overall Truss Span
1545 |  | Interior | Attic- unfinished basement-crawlspace | Trusses | Roof Truss | Metal | Replace | Mono Truss | Gauge: 20 | Slope: 4/12 | Overall Truss Span
1546 |  | Interior | Attic- unfinished basement-crawlspace | Trusses | Roof Truss | Metal | Replace | Mono Truss | Gauge: 20 | Slope: 6/12 | Overall Truss Span
1547 |  | Interior | Attic- unfinished basement-crawlspace | Trusses | Roof Truss | Metal | Replace | Mono Truss | Gauge: 20 | Slope: 8/12 | Overall Truss Span
1548 |  | Interior | Attic- unfinished basement-crawlspace | Trusses | Roof Truss | Metal | Replace | Mono Truss | Gauge: 20 | Slope:10/12 | Overall Truss Span
1549 |  | Interior | Attic- unfinished basement-crawlspace | Trusses | Roof Truss | Metal | Replace | Mono Truss | Gauge: 20 | Slope: 12/12 | Overall Truss Span
1550 |  | Interior | Attic- unfinished basement-crawlspace | Trusses | Roof Truss | Metal | Replace | Overbuild-Valley Truss | Gauge: 14 | Slope: 3/12 | Overall Truss Span
1551 |  | Interior | Attic- unfinished basement-crawlspace | Trusses | Roof Truss | Metal | Replace | Overbuild-Valley Truss | Gauge: 14 | Slope: 4/12 | Overall Truss Span
1552 |  | Interior | Attic- unfinished basement-crawlspace | Trusses | Roof Truss | Metal | Replace | Overbuild-Valley Truss | Gauge: 14 | Slope: 6/12 | Overall Truss Span
1553 |  | Interior | Attic- unfinished basement-crawlspace | Trusses | Roof Truss | Metal | Replace | Overbuild-Valley Truss | Gauge: 14 | Slope: 8/12 | Overall Truss Span
1554 |  | Interior | Attic- unfinished basement-crawlspace | Trusses | Roof Truss | Metal | Replace | Overbuild-Valley Truss | Gauge: 14 | Slope:10/12 | Overall Truss Span
1555 |  | Interior | Attic- unfinished basement-crawlspace | Trusses | Roof Truss | Metal | Replace | Overbuild-Valley Truss | Gauge: 14 | Slope: 12/12 | Overall Truss Span
1556 |  | Interior | Attic- unfinished basement-crawlspace | Trusses | Roof Truss | Metal | Replace | Overbuild-Valley Truss | Gauge: 20 | Slope: 3/12 | Overall Truss Span
1557 |  | Interior | Attic- unfinished basement-crawlspace | Trusses | Roof Truss | Metal | Replace | Overbuild-Valley Truss | Gauge: 20 | Slope: 4/12 | Overall Truss Span
1558 |  | Interior | Attic- unfinished basement-crawlspace | Trusses | Roof Truss | Metal | Replace | Overbuild-Valley Truss | Gauge: 20 | Slope: 6/12 | Overall Truss Span
1559 |  | Interior | Attic- unfinished basement-crawlspace | Trusses | Roof Truss | Metal | Replace | Overbuild-Valley Truss | Gauge: 20 | Slope: 8/12 | Overall Truss Span
1560 |  | Interior | Attic- unfinished basement-crawlspace | Trusses | Roof Truss | Metal | Replace | Overbuild-Valley Truss | Gauge: 20 | Slope:10/12 | Overall Truss Span
1561 |  | Interior | Attic- unfinished basement-crawlspace | Trusses | Roof Truss | Metal | Replace | Overbuild-Valley Truss | Gauge: 20 | Slope: 12/12 | Overall Truss Span
1562 |  | Interior | Attic- unfinished basement-crawlspace | Trusses | Roof Truss | Metal | Replace | Scissor Truss | Gauge: 14 | Slope: 3/12 | Overall Truss Span
1563 |  | Interior | Attic- unfinished basement-crawlspace | Trusses | Roof Truss | Metal | Replace | Scissor Truss | Gauge: 14 | Slope: 4/12 | Overall Truss Span
1564 |  | Interior | Attic- unfinished basement-crawlspace | Trusses | Roof Truss | Metal | Replace | Scissor Truss | Gauge: 14 | Slope: 6/12 | Overall Truss Span
1565 |  | Interior | Attic- unfinished basement-crawlspace | Trusses | Roof Truss | Metal | Replace | Scissor Truss | Gauge: 14 | Slope: 8/12 | Overall Truss Span
1566 |  | Interior | Attic- unfinished basement-crawlspace | Trusses | Roof Truss | Metal | Replace | Scissor Truss | Gauge: 14 | Slope:10/12 | Overall Truss Span
1567 |  | Interior | Attic- unfinished basement-crawlspace | Trusses | Roof Truss | Metal | Replace | Scissor Truss | Gauge: 14 | Slope: 12/12 | Overall Truss Span
1568 |  | Interior | Attic- unfinished basement-crawlspace | Trusses | Roof Truss | Metal | Replace | Scissor Truss | Gauge: 20 | Slope: 3/12 | Overall Truss Span
1569 |  | Interior | Attic- unfinished basement-crawlspace | Trusses | Roof Truss | Metal | Replace | Scissor Truss | Gauge: 20 | Slope: 4/12 | Overall Truss Span
1570 |  | Interior | Attic- unfinished basement-crawlspace | Trusses | Roof Truss | Metal | Replace | Scissor Truss | Gauge: 20 | Slope: 6/12 | Overall Truss Span
1571 |  | Interior | Attic- unfinished basement-crawlspace | Trusses | Roof Truss | Metal | Replace | Scissor Truss | Gauge: 20 | Slope: 8/12 | Overall Truss Span
1572 |  | Interior | Attic- unfinished basement-crawlspace | Trusses | Roof Truss | Metal | Replace | Scissor Truss | Gauge: 20 | Slope:10/12 | Overall Truss Span
1573 |  | Interior | Attic- unfinished basement-crawlspace | Trusses | Roof Truss | Metal | Replace | Scissor Truss | Gauge: 20 | Slope: 12/12 | Overall Truss Span
1574 |  | Interior | Attic- unfinished basement-crawlspace | Trusses | Roof Truss | Metal | Replace | Stepdown truss | Gauge: 14 | Slope: 3/12 | Overall Truss Span
1575 |  | Interior | Attic- unfinished basement-crawlspace | Trusses | Roof Truss | Metal | Replace | Stepdown truss | Gauge: 14 | Slope: 4/12 | Overall Truss Span
1576 |  | Interior | Attic- unfinished basement-crawlspace | Trusses | Roof Truss | Metal | Replace | Stepdown truss | Gauge: 14 | Slope: 6/12 | Overall Truss Span
1577 |  | Interior | Attic- unfinished basement-crawlspace | Trusses | Roof Truss | Metal | Replace | Stepdown truss | Gauge: 14 | Slope: 8/12 | Overall Truss Span
1578 |  | Interior | Attic- unfinished basement-crawlspace | Trusses | Roof Truss | Metal | Replace | Stepdown truss | Gauge: 14 | Slope:10/12 | Overall Truss Span
1579 |  | Interior | Attic- unfinished basement-crawlspace | Trusses | Roof Truss | Metal | Replace | Stepdown truss | Gauge: 14 | Slope: 12/12 | Overall Truss Span
1580 |  | Interior | Attic- unfinished basement-crawlspace | Trusses | Roof Truss | Metal | Replace | Stepdown truss | Gauge: 20 | Slope: 3/12 | Overall Truss Span
1581 |  | Interior | Attic- unfinished basement-crawlspace | Trusses | Roof Truss | Metal | Replace | Stepdown truss | Gauge: 20 | Slope: 4/12 | Overall Truss Span
1582 |  | Interior | Attic- unfinished basement-crawlspace | Trusses | Roof Truss | Metal | Replace | Stepdown truss | Gauge: 20 | Slope: 6/12 | Overall Truss Span
1583 |  | Interior | Attic- unfinished basement-crawlspace | Trusses | Roof Truss | Metal | Replace | Stepdown truss | Gauge: 20 | Slope: 8/12 | Overall Truss Span
1584 |  | Interior | Attic- unfinished basement-crawlspace | Trusses | Roof Truss | Metal | Replace | Stepdown truss | Gauge: 20 | Slope:10/12 | Overall Truss Span
1585 |  | Interior | Attic- unfinished basement-crawlspace | Trusses | Roof Truss | Metal | Replace | Stepdown truss | Gauge: 20 | Slope: 12/12 | Overall Truss Span
1586 |  | Interior | Attic- unfinished basement-crawlspace | Trusses | Roof Truss | Metal | Replace | Gambrel | Gauge: 14 | Slope: 3/12 | Overall Truss Span
1587 |  | Interior | Attic- unfinished basement-crawlspace | Trusses | Roof Truss | Metal | Replace | Gambrel | Gauge: 14 | Slope: 4/12 | Overall Truss Span
1588 |  | Interior | Attic- unfinished basement-crawlspace | Trusses | Roof Truss | Metal | Replace | Gambrel | Gauge: 14 | Slope: 6/12 | Overall Truss Span
1589 |  | Interior | Attic- unfinished basement-crawlspace | Trusses | Roof Truss | Metal | Replace | Gambrel | Gauge: 14 | Slope: 8/12 | Overall Truss Span
1590 |  | Interior | Attic- unfinished basement-crawlspace | Trusses | Roof Truss | Metal | Replace | Gambrel | Gauge: 14 | Slope:10/12 | Overall Truss Span
1591 |  | Interior | Attic- unfinished basement-crawlspace | Trusses | Roof Truss | Metal | Replace | Gambrel | Gauge: 14 | Slope: 12/12 | Overall Truss Span
1592 |  | Interior | Attic- unfinished basement-crawlspace | Trusses | Roof Truss | Metal | Replace | Gambrel | Gauge: 20 | Slope: 3/12 | Overall Truss Span
1593 |  | Interior | Attic- unfinished basement-crawlspace | Trusses | Roof Truss | Metal | Replace | Gambrel | Gauge: 20 | Slope: 4/12 | Overall Truss Span
1594 |  | Interior | Attic- unfinished basement-crawlspace | Trusses | Roof Truss | Metal | Replace | Gambrel | Gauge: 20 | Slope: 6/12 | Overall Truss Span
1595 |  | Interior | Attic- unfinished basement-crawlspace | Trusses | Roof Truss | Metal | Replace | Gambrel | Gauge: 20 | Slope: 8/12 | Overall Truss Span
1596 |  | Interior | Attic- unfinished basement-crawlspace | Trusses | Roof Truss | Metal | Replace | Gambrel | Gauge: 20 | Slope:10/12 | Overall Truss Span
1597 |  | Interior | Attic- unfinished basement-crawlspace | Trusses | Roof Truss | Metal | Replace | Gambrel | Gauge: 20 | Slope: 12/12 | Overall Truss Span
1598 |  | Interior | Attic- unfinished basement-crawlspace | Trusses | Roof Truss | Metal | Replace | Flat | Gauge: 14 | Slope: 3/12 | Overall Truss Span
1599 |  | Interior | Attic- unfinished basement-crawlspace | Trusses | Roof Truss | Metal | Replace | Flat | Gauge: 14 | Slope: 4/12 | Overall Truss Span
1600 |  | Interior | Attic- unfinished basement-crawlspace | Trusses | Roof Truss | Metal | Replace | Flat | Gauge: 14 | Slope: 6/12 | Overall Truss Span
1601 |  | Interior | Attic- unfinished basement-crawlspace | Trusses | Roof Truss | Metal | Replace | Flat | Gauge: 14 | Slope: 8/12 | Overall Truss Span
1602 |  | Interior | Attic- unfinished basement-crawlspace | Trusses | Roof Truss | Metal | Replace | Flat | Gauge: 14 | Slope:10/12 | Overall Truss Span
1603 |  | Interior | Attic- unfinished basement-crawlspace | Trusses | Roof Truss | Metal | Replace | Flat | Gauge: 14 | Slope: 12/12 | Overall Truss Span
1604 |  | Interior | Attic- unfinished basement-crawlspace | Trusses | Roof Truss | Metal | Replace | Flat | Gauge: 20 | Slope: 3/12 | Overall Truss Span
1605 |  | Interior | Attic- unfinished basement-crawlspace | Trusses | Roof Truss | Metal | Replace | Flat | Gauge: 20 | Slope: 4/12 | Overall Truss Span
1606 |  | Interior | Attic- unfinished basement-crawlspace | Trusses | Roof Truss | Metal | Replace | Flat | Gauge: 20 | Slope: 6/12 | Overall Truss Span
1607 |  | Interior | Attic- unfinished basement-crawlspace | Trusses | Roof Truss | Metal | Replace | Flat | Gauge: 20 | Slope: 8/12 | Overall Truss Span
1608 |  | Interior | Attic- unfinished basement-crawlspace | Trusses | Roof Truss | Metal | Replace | Flat | Gauge: 20 | Slope:10/12 | Overall Truss Span
1609 |  | Interior | Attic- unfinished basement-crawlspace | Trusses | Roof Truss | Metal | Replace | Flat | Gauge: 20 | Slope: 12/12 | Overall Truss Span
1610 |  | Interior | Attic- unfinished basement-crawlspace | Trusses | Roof Truss | Metal | Replace | Standard | Gauge: 14 | Slope: 3/12 | # of trusses to be replaced
1611 |  | Interior | Attic- unfinished basement-crawlspace | Trusses | Roof Truss | Metal | Replace | Standard | Gauge: 14 | Slope: 4/12 | # of trusses to be replaced
1612 |  | Interior | Attic- unfinished basement-crawlspace | Trusses | Roof Truss | Metal | Replace | Standard | Gauge: 14 | Slope: 6/12 | # of trusses to be replaced
1613 |  | Interior | Attic- unfinished basement-crawlspace | Trusses | Roof Truss | Metal | Replace | Standard | Gauge: 14 | Slope: 8/12 | # of trusses to be replaced
1614 |  | Interior | Attic- unfinished basement-crawlspace | Trusses | Roof Truss | Metal | Replace | Standard | Gauge: 14 | Slope:10/12 | # of trusses to be replaced
1615 |  | Interior | Attic- unfinished basement-crawlspace | Trusses | Roof Truss | Metal | Replace | Standard | Gauge: 14 | Slope: 12/12 | # of trusses to be replaced
1616 |  | Interior | Attic- unfinished basement-crawlspace | Trusses | Roof Truss | Metal | Replace | Standard | Gauge: 20 | Slope: 3/12 | # of trusses to be replaced
1617 |  | Interior | Attic- unfinished basement-crawlspace | Trusses | Roof Truss | Metal | Replace | Standard | Gauge: 20 | Slope: 4/12 | # of trusses to be replaced
1618 |  | Interior | Attic- unfinished basement-crawlspace | Trusses | Roof Truss | Metal | Replace | Standard | Gauge: 20 | Slope: 6/12 | # of trusses to be replaced
1619 |  | Interior | Attic- unfinished basement-crawlspace | Trusses | Roof Truss | Metal | Replace | Standard | Gauge: 20 | Slope: 8/12 | # of trusses to be replaced
1620 |  | Interior | Attic- unfinished basement-crawlspace | Trusses | Roof Truss | Metal | Replace | Standard | Gauge: 20 | Slope:10/12 | # of trusses to be replaced
1621 |  | Interior | Attic- unfinished basement-crawlspace | Trusses | Roof Truss | Metal | Replace | Standard | Gauge: 20 | Slope: 12/12 | # of trusses to be replaced
1622 |  | Interior | Attic- unfinished basement-crawlspace | Trusses | Roof Truss | Metal | Replace | Attic truss | Gauge: 14 | Slope: 3/12 | # of trusses to be replaced
1623 |  | Interior | Attic- unfinished basement-crawlspace | Trusses | Roof Truss | Metal | Replace | Attic truss | Gauge: 14 | Slope: 4/12 | # of trusses to be replaced
1624 |  | Interior | Attic- unfinished basement-crawlspace | Trusses | Roof Truss | Metal | Replace | Attic truss | Gauge: 14 | Slope: 6/12 | # of trusses to be replaced
1625 |  | Interior | Attic- unfinished basement-crawlspace | Trusses | Roof Truss | Metal | Replace | Attic truss | Gauge: 14 | Slope: 8/12 | # of trusses to be replaced
1626 |  | Interior | Attic- unfinished basement-crawlspace | Trusses | Roof Truss | Metal | Replace | Attic truss | Gauge: 14 | Slope:10/12 | # of trusses to be replaced
1627 |  | Interior | Attic- unfinished basement-crawlspace | Trusses | Roof Truss | Metal | Replace | Attic truss | Gauge: 14 | Slope: 12/12 | # of trusses to be replaced
1628 |  | Interior | Attic- unfinished basement-crawlspace | Trusses | Roof Truss | Metal | Replace | Attic truss | Gauge: 20 | Slope: 3/12 | # of trusses to be replaced
1629 |  | Interior | Attic- unfinished basement-crawlspace | Trusses | Roof Truss | Metal | Replace | Attic truss | Gauge: 20 | Slope: 4/12 | # of trusses to be replaced
1630 |  | Interior | Attic- unfinished basement-crawlspace | Trusses | Roof Truss | Metal | Replace | Attic truss | Gauge: 20 | Slope: 6/12 | # of trusses to be replaced
1631 |  | Interior | Attic- unfinished basement-crawlspace | Trusses | Roof Truss | Metal | Replace | Attic truss | Gauge: 20 | Slope: 8/12 | # of trusses to be replaced
1632 |  | Interior | Attic- unfinished basement-crawlspace | Trusses | Roof Truss | Metal | Replace | Attic truss | Gauge: 20 | Slope:10/12 | # of trusses to be replaced
1633 |  | Interior | Attic- unfinished basement-crawlspace | Trusses | Roof Truss | Metal | Replace | Attic truss | Gauge: 20 | Slope: 12/12 | # of trusses to be replaced
1634 |  | Interior | Attic- unfinished basement-crawlspace | Trusses | Roof Truss | Metal | Replace | Girder Truss | Gauge: 14 | Slope: 3/12 | # of trusses to be replaced
1635 |  | Interior | Attic- unfinished basement-crawlspace | Trusses | Roof Truss | Metal | Replace | Girder Truss | Gauge: 14 | Slope: 4/12 | # of trusses to be replaced
1636 |  | Interior | Attic- unfinished basement-crawlspace | Trusses | Roof Truss | Metal | Replace | Girder Truss | Gauge: 14 | Slope: 6/12 | # of trusses to be replaced
1637 |  | Interior | Attic- unfinished basement-crawlspace | Trusses | Roof Truss | Metal | Replace | Girder Truss | Gauge: 14 | Slope: 8/12 | # of trusses to be replaced
1638 |  | Interior | Attic- unfinished basement-crawlspace | Trusses | Roof Truss | Metal | Replace | Girder Truss | Gauge: 14 | Slope:10/12 | # of trusses to be replaced
1639 |  | Interior | Attic- unfinished basement-crawlspace | Trusses | Roof Truss | Metal | Replace | Girder Truss | Gauge: 14 | Slope: 12/12 | # of trusses to be replaced
1640 |  | Interior | Attic- unfinished basement-crawlspace | Trusses | Roof Truss | Metal | Replace | Girder Truss | Gauge: 20 | Slope: 3/12 | # of trusses to be replaced
1641 |  | Interior | Attic- unfinished basement-crawlspace | Trusses | Roof Truss | Metal | Replace | Girder Truss | Gauge: 20 | Slope: 4/12 | # of trusses to be replaced
1642 |  | Interior | Attic- unfinished basement-crawlspace | Trusses | Roof Truss | Metal | Replace | Girder Truss | Gauge: 20 | Slope: 6/12 | # of trusses to be replaced
1643 |  | Interior | Attic- unfinished basement-crawlspace | Trusses | Roof Truss | Metal | Replace | Girder Truss | Gauge: 20 | Slope: 8/12 | # of trusses to be replaced
1644 |  | Interior | Attic- unfinished basement-crawlspace | Trusses | Roof Truss | Metal | Replace | Girder Truss | Gauge: 20 | Slope:10/12 | # of trusses to be replaced
1645 |  | Interior | Attic- unfinished basement-crawlspace | Trusses | Roof Truss | Metal | Replace | Girder Truss | Gauge: 20 | Slope: 12/12 | # of trusses to be replaced
1646 |  | Interior | Attic- unfinished basement-crawlspace | Trusses | Roof Truss | Metal | Replace | Mono Truss | Gauge: 14 | Slope: 3/12 | # of trusses to be replaced
1647 |  | Interior | Attic- unfinished basement-crawlspace | Trusses | Roof Truss | Metal | Replace | Mono Truss | Gauge: 14 | Slope: 4/12 | # of trusses to be replaced
1648 |  | Interior | Attic- unfinished basement-crawlspace | Trusses | Roof Truss | Metal | Replace | Mono Truss | Gauge: 14 | Slope: 6/12 | # of trusses to be replaced
1649 |  | Interior | Attic- unfinished basement-crawlspace | Trusses | Roof Truss | Metal | Replace | Mono Truss | Gauge: 14 | Slope: 8/12 | # of trusses to be replaced
1650 |  | Interior | Attic- unfinished basement-crawlspace | Trusses | Roof Truss | Metal | Replace | Mono Truss | Gauge: 14 | Slope:10/12 | # of trusses to be replaced
1651 |  | Interior | Attic- unfinished basement-crawlspace | Trusses | Roof Truss | Metal | Replace | Mono Truss | Gauge: 14 | Slope: 12/12 | # of trusses to be replaced
1652 |  | Interior | Attic- unfinished basement-crawlspace | Trusses | Roof Truss | Metal | Replace | Mono Truss | Gauge: 20 | Slope: 3/12 | # of trusses to be replaced
1653 |  | Interior | Attic- unfinished basement-crawlspace | Trusses | Roof Truss | Metal | Replace | Mono Truss | Gauge: 20 | Slope: 4/12 | # of trusses to be replaced
1654 |  | Interior | Attic- unfinished basement-crawlspace | Trusses | Roof Truss | Metal | Replace | Mono Truss | Gauge: 20 | Slope: 6/12 | # of trusses to be replaced
1655 |  | Interior | Attic- unfinished basement-crawlspace | Trusses | Roof Truss | Metal | Replace | Mono Truss | Gauge: 20 | Slope: 8/12 | # of trusses to be replaced
1656 |  | Interior | Attic- unfinished basement-crawlspace | Trusses | Roof Truss | Metal | Replace | Mono Truss | Gauge: 20 | Slope:10/12 | # of trusses to be replaced
1657 |  | Interior | Attic- unfinished basement-crawlspace | Trusses | Roof Truss | Metal | Replace | Mono Truss | Gauge: 20 | Slope: 12/12 | # of trusses to be replaced
1658 |  | Interior | Attic- unfinished basement-crawlspace | Trusses | Roof Truss | Metal | Replace | Overbuild-Valley Truss | Gauge: 14 | Slope: 3/12 | # of trusses to be replaced
1659 |  | Interior | Attic- unfinished basement-crawlspace | Trusses | Roof Truss | Metal | Replace | Overbuild-Valley Truss | Gauge: 14 | Slope: 4/12 | # of trusses to be replaced
1660 |  | Interior | Attic- unfinished basement-crawlspace | Trusses | Roof Truss | Metal | Replace | Overbuild-Valley Truss | Gauge: 14 | Slope: 6/12 | # of trusses to be replaced
1661 |  | Interior | Attic- unfinished basement-crawlspace | Trusses | Roof Truss | Metal | Replace | Overbuild-Valley Truss | Gauge: 14 | Slope: 8/12 | # of trusses to be replaced
1662 |  | Interior | Attic- unfinished basement-crawlspace | Trusses | Roof Truss | Metal | Replace | Overbuild-Valley Truss | Gauge: 14 | Slope:10/12 | # of trusses to be replaced
1663 |  | Interior | Attic- unfinished basement-crawlspace | Trusses | Roof Truss | Metal | Replace | Overbuild-Valley Truss | Gauge: 14 | Slope: 12/12 | # of trusses to be replaced
1664 |  | Interior | Attic- unfinished basement-crawlspace | Trusses | Roof Truss | Metal | Replace | Overbuild-Valley Truss | Gauge: 20 | Slope: 3/12 | # of trusses to be replaced
1665 |  | Interior | Attic- unfinished basement-crawlspace | Trusses | Roof Truss | Metal | Replace | Overbuild-Valley Truss | Gauge: 20 | Slope: 4/12 | # of trusses to be replaced
1666 |  | Interior | Attic- unfinished basement-crawlspace | Trusses | Roof Truss | Metal | Replace | Overbuild-Valley Truss | Gauge: 20 | Slope: 6/12 | # of trusses to be replaced
1667 |  | Interior | Attic- unfinished basement-crawlspace | Trusses | Roof Truss | Metal | Replace | Overbuild-Valley Truss | Gauge: 20 | Slope: 8/12 | # of trusses to be replaced
1668 |  | Interior | Attic- unfinished basement-crawlspace | Trusses | Roof Truss | Metal | Replace | Overbuild-Valley Truss | Gauge: 20 | Slope:10/12 | # of trusses to be replaced
1669 |  | Interior | Attic- unfinished basement-crawlspace | Trusses | Roof Truss | Metal | Replace | Overbuild-Valley Truss | Gauge: 20 | Slope: 12/12 | # of trusses to be replaced
1670 |  | Interior | Attic- unfinished basement-crawlspace | Trusses | Roof Truss | Metal | Replace | Scissor Truss | Gauge: 14 | Slope: 3/12 | # of trusses to be replaced
1671 |  | Interior | Attic- unfinished basement-crawlspace | Trusses | Roof Truss | Metal | Replace | Scissor Truss | Gauge: 14 | Slope: 4/12 | # of trusses to be replaced
1672 |  | Interior | Attic- unfinished basement-crawlspace | Trusses | Roof Truss | Metal | Replace | Scissor Truss | Gauge: 14 | Slope: 6/12 | # of trusses to be replaced
1673 |  | Interior | Attic- unfinished basement-crawlspace | Trusses | Roof Truss | Metal | Replace | Scissor Truss | Gauge: 14 | Slope: 8/12 | # of trusses to be replaced
1674 |  | Interior | Attic- unfinished basement-crawlspace | Trusses | Roof Truss | Metal | Replace | Scissor Truss | Gauge: 14 | Slope:10/12 | # of trusses to be replaced
1675 |  | Interior | Attic- unfinished basement-crawlspace | Trusses | Roof Truss | Metal | Replace | Scissor Truss | Gauge: 14 | Slope: 12/12 | # of trusses to be replaced
1676 |  | Interior | Attic- unfinished basement-crawlspace | Trusses | Roof Truss | Metal | Replace | Scissor Truss | Gauge: 20 | Slope: 3/12 | # of trusses to be replaced
1677 |  | Interior | Attic- unfinished basement-crawlspace | Trusses | Roof Truss | Metal | Replace | Scissor Truss | Gauge: 20 | Slope: 4/12 | # of trusses to be replaced
1678 |  | Interior | Attic- unfinished basement-crawlspace | Trusses | Roof Truss | Metal | Replace | Scissor Truss | Gauge: 20 | Slope: 6/12 | # of trusses to be replaced
1679 |  | Interior | Attic- unfinished basement-crawlspace | Trusses | Roof Truss | Metal | Replace | Scissor Truss | Gauge: 20 | Slope: 8/12 | # of trusses to be replaced
1680 |  | Interior | Attic- unfinished basement-crawlspace | Trusses | Roof Truss | Metal | Replace | Scissor Truss | Gauge: 20 | Slope:10/12 | # of trusses to be replaced
1681 |  | Interior | Attic- unfinished basement-crawlspace | Trusses | Roof Truss | Metal | Replace | Scissor Truss | Gauge: 20 | Slope: 12/12 | # of trusses to be replaced
1682 |  | Interior | Attic- unfinished basement-crawlspace | Trusses | Roof Truss | Metal | Replace | Stepdown truss | Gauge: 14 | Slope: 3/12 | # of trusses to be replaced
1683 |  | Interior | Attic- unfinished basement-crawlspace | Trusses | Roof Truss | Metal | Replace | Stepdown truss | Gauge: 14 | Slope: 4/12 | # of trusses to be replaced
1684 |  | Interior | Attic- unfinished basement-crawlspace | Trusses | Roof Truss | Metal | Replace | Stepdown truss | Gauge: 14 | Slope: 6/12 | # of trusses to be replaced
1685 |  | Interior | Attic- unfinished basement-crawlspace | Trusses | Roof Truss | Metal | Replace | Stepdown truss | Gauge: 14 | Slope: 8/12 | # of trusses to be replaced
1686 |  | Interior | Attic- unfinished basement-crawlspace | Trusses | Roof Truss | Metal | Replace | Stepdown truss | Gauge: 14 | Slope:10/12 | # of trusses to be replaced
1687 |  | Interior | Attic- unfinished basement-crawlspace | Trusses | Roof Truss | Metal | Replace | Stepdown truss | Gauge: 14 | Slope: 12/12 | # of trusses to be replaced
1688 |  | Interior | Attic- unfinished basement-crawlspace | Trusses | Roof Truss | Metal | Replace | Stepdown truss | Gauge: 20 | Slope: 3/12 | # of trusses to be replaced
1689 |  | Interior | Attic- unfinished basement-crawlspace | Trusses | Roof Truss | Metal | Replace | Stepdown truss | Gauge: 20 | Slope: 4/12 | # of trusses to be replaced
1690 |  | Interior | Attic- unfinished basement-crawlspace | Trusses | Roof Truss | Metal | Replace | Stepdown truss | Gauge: 20 | Slope: 6/12 | # of trusses to be replaced
1691 |  | Interior | Attic- unfinished basement-crawlspace | Trusses | Roof Truss | Metal | Replace | Stepdown truss | Gauge: 20 | Slope: 8/12 | # of trusses to be replaced
1692 |  | Interior | Attic- unfinished basement-crawlspace | Trusses | Roof Truss | Metal | Replace | Stepdown truss | Gauge: 20 | Slope:10/12 | # of trusses to be replaced
1693 |  | Interior | Attic- unfinished basement-crawlspace | Trusses | Roof Truss | Metal | Replace | Stepdown truss | Gauge: 20 | Slope: 12/12 | # of trusses to be replaced
1694 |  | Interior | Attic- unfinished basement-crawlspace | Trusses | Roof Truss | Metal | Replace | Gambrel | Gauge: 14 | Slope: 3/12 | # of trusses to be replaced
1695 |  | Interior | Attic- unfinished basement-crawlspace | Trusses | Roof Truss | Metal | Replace | Gambrel | Gauge: 14 | Slope: 4/12 | # of trusses to be replaced
1696 |  | Interior | Attic- unfinished basement-crawlspace | Trusses | Roof Truss | Metal | Replace | Gambrel | Gauge: 14 | Slope: 6/12 | # of trusses to be replaced
1697 |  | Interior | Attic- unfinished basement-crawlspace | Trusses | Roof Truss | Metal | Replace | Gambrel | Gauge: 14 | Slope: 8/12 | # of trusses to be replaced
1698 |  | Interior | Attic- unfinished basement-crawlspace | Trusses | Roof Truss | Metal | Replace | Gambrel | Gauge: 14 | Slope:10/12 | # of trusses to be replaced
1699 |  | Interior | Attic- unfinished basement-crawlspace | Trusses | Roof Truss | Metal | Replace | Gambrel | Gauge: 14 | Slope: 12/12 | # of trusses to be replaced
1700 |  | Interior | Attic- unfinished basement-crawlspace | Trusses | Roof Truss | Metal | Replace | Gambrel | Gauge: 20 | Slope: 3/12 | # of trusses to be replaced
1701 |  | Interior | Attic- unfinished basement-crawlspace | Trusses | Roof Truss | Metal | Replace | Gambrel | Gauge: 20 | Slope: 4/12 | # of trusses to be replaced
1702 |  | Interior | Attic- unfinished basement-crawlspace | Trusses | Roof Truss | Metal | Replace | Gambrel | Gauge: 20 | Slope: 6/12 | # of trusses to be replaced
1703 |  | Interior | Attic- unfinished basement-crawlspace | Trusses | Roof Truss | Metal | Replace | Gambrel | Gauge: 20 | Slope: 8/12 | # of trusses to be replaced
1704 |  | Interior | Attic- unfinished basement-crawlspace | Trusses | Roof Truss | Metal | Replace | Gambrel | Gauge: 20 | Slope:10/12 | # of trusses to be replaced
1705 |  | Interior | Attic- unfinished basement-crawlspace | Trusses | Roof Truss | Metal | Replace | Gambrel | Gauge: 20 | Slope: 12/12 | # of trusses to be replaced
1706 |  | Interior | Attic- unfinished basement-crawlspace | Trusses | Roof Truss | Metal | Replace | Flat | Gauge: 14 | Slope: 3/12 | # of trusses to be replaced
1707 |  | Interior | Attic- unfinished basement-crawlspace | Trusses | Roof Truss | Metal | Replace | Flat | Gauge: 14 | Slope: 4/12 | # of trusses to be replaced
1708 |  | Interior | Attic- unfinished basement-crawlspace | Trusses | Roof Truss | Metal | Replace | Flat | Gauge: 14 | Slope: 6/12 | # of trusses to be replaced
1709 |  | Interior | Attic- unfinished basement-crawlspace | Trusses | Roof Truss | Metal | Replace | Flat | Gauge: 14 | Slope: 8/12 | # of trusses to be replaced
1710 |  | Interior | Attic- unfinished basement-crawlspace | Trusses | Roof Truss | Metal | Replace | Flat | Gauge: 14 | Slope:10/12 | # of trusses to be replaced
1711 |  | Interior | Attic- unfinished basement-crawlspace | Trusses | Roof Truss | Metal | Replace | Flat | Gauge: 14 | Slope: 12/12 | # of trusses to be replaced
1712 |  | Interior | Attic- unfinished basement-crawlspace | Trusses | Roof Truss | Metal | Replace | Flat | Gauge: 20 | Slope: 3/12 | # of trusses to be replaced
1713 |  | Interior | Attic- unfinished basement-crawlspace | Trusses | Roof Truss | Metal | Replace | Flat | Gauge: 20 | Slope: 4/12 | # of trusses to be replaced
1714 |  | Interior | Attic- unfinished basement-crawlspace | Trusses | Roof Truss | Metal | Replace | Flat | Gauge: 20 | Slope: 6/12 | # of trusses to be replaced
1715 |  | Interior | Attic- unfinished basement-crawlspace | Trusses | Roof Truss | Metal | Replace | Flat | Gauge: 20 | Slope: 8/12 | # of trusses to be replaced
1716 |  | Interior | Attic- unfinished basement-crawlspace | Trusses | Roof Truss | Metal | Replace | Flat | Gauge: 20 | Slope:10/12 | # of trusses to be replaced
1717 |  | Interior | Attic- unfinished basement-crawlspace | Trusses | Roof Truss | Metal | Replace | Flat | Gauge: 20 | Slope: 12/12 | # of trusses to be replaced
1718 |  | Interior | Attic- unfinished basement-crawlspace | Trusses | Roof Truss | Metal | Replace | Standard | Gauge: 14 | Slope: 3/12 | Truss Strap/Anchor present | # Truss strap / Anchor
1719 |  | Interior | Attic- unfinished basement-crawlspace | Trusses | Roof Truss | Metal | Replace | Standard | Gauge: 14 | Slope: 4/12 | Truss Strap/Anchor present | # Truss strap / Anchor
1720 |  | Interior | Attic- unfinished basement-crawlspace | Trusses | Roof Truss | Metal | Replace | Standard | Gauge: 14 | Slope: 6/12 | Truss Strap/Anchor present | # Truss strap / Anchor
1721 |  | Interior | Attic- unfinished basement-crawlspace | Trusses | Roof Truss | Metal | Replace | Standard | Gauge: 14 | Slope: 8/12 | Truss Strap/Anchor present | # Truss strap / Anchor
1722 |  | Interior | Attic- unfinished basement-crawlspace | Trusses | Roof Truss | Metal | Replace | Standard | Gauge: 14 | Slope:10/12 | Truss Strap/Anchor present | # Truss strap / Anchor
1723 |  | Interior | Attic- unfinished basement-crawlspace | Trusses | Roof Truss | Metal | Replace | Standard | Gauge: 14 | Slope: 12/12 | Truss Strap/Anchor present | # Truss strap / Anchor
1724 |  | Interior | Attic- unfinished basement-crawlspace | Trusses | Roof Truss | Metal | Replace | Standard | Gauge: 20 | Slope: 3/12 | Truss Strap/Anchor present | # Truss strap / Anchor
1725 |  | Interior | Attic- unfinished basement-crawlspace | Trusses | Roof Truss | Metal | Replace | Standard | Gauge: 20 | Slope: 4/12 | Truss Strap/Anchor present | # Truss strap / Anchor
1726 |  | Interior | Attic- unfinished basement-crawlspace | Trusses | Roof Truss | Metal | Replace | Standard | Gauge: 20 | Slope: 6/12 | Truss Strap/Anchor present | # Truss strap / Anchor
1727 |  | Interior | Attic- unfinished basement-crawlspace | Trusses | Roof Truss | Metal | Replace | Standard | Gauge: 20 | Slope: 8/12 | Truss Strap/Anchor present | # Truss strap / Anchor
1728 |  | Interior | Attic- unfinished basement-crawlspace | Trusses | Roof Truss | Metal | Replace | Standard | Gauge: 20 | Slope:10/12 | Truss Strap/Anchor present | # Truss strap / Anchor
1729 |  | Interior | Attic- unfinished basement-crawlspace | Trusses | Roof Truss | Metal | Replace | Standard | Gauge: 20 | Slope: 12/12 | Truss Strap/Anchor present | # Truss strap / Anchor
1730 |  | Interior | Attic- unfinished basement-crawlspace | Trusses | Roof Truss | Metal | Replace | Standard | Heavy loading | Slope: 3/12 | Truss Strap/Anchor present | # Truss strap / Anchor
1731 |  | Interior | Attic- unfinished basement-crawlspace | Trusses | Roof Truss | Metal | Replace | Attic truss | Gauge: 14 | Slope: 3/12 | Truss Strap/Anchor present | # Truss strap / Anchor
1732 |  | Interior | Attic- unfinished basement-crawlspace | Trusses | Roof Truss | Metal | Replace | Attic truss | Gauge: 14 | Slope: 4/12 | Truss Strap/Anchor present | # Truss strap / Anchor
1733 |  | Interior | Attic- unfinished basement-crawlspace | Trusses | Roof Truss | Metal | Replace | Attic truss | Gauge: 14 | Slope: 6/12 | Truss Strap/Anchor present | # Truss strap / Anchor
1734 |  | Interior | Attic- unfinished basement-crawlspace | Trusses | Roof Truss | Metal | Replace | Attic truss | Gauge: 14 | Slope: 8/12 | Truss Strap/Anchor present | # Truss strap / Anchor
1735 |  | Interior | Attic- unfinished basement-crawlspace | Trusses | Roof Truss | Metal | Replace | Attic truss | Gauge: 14 | Slope:10/12 | Truss Strap/Anchor present | # Truss strap / Anchor
1736 |  | Interior | Attic- unfinished basement-crawlspace | Trusses | Roof Truss | Metal | Replace | Attic truss | Gauge: 14 | Slope: 12/12 | Truss Strap/Anchor present | # Truss strap / Anchor
1737 |  | Interior | Attic- unfinished basement-crawlspace | Trusses | Roof Truss | Metal | Replace | Attic truss | Gauge: 20 | Slope: 3/12 | Truss Strap/Anchor present | # Truss strap / Anchor
1738 |  | Interior | Attic- unfinished basement-crawlspace | Trusses | Roof Truss | Metal | Replace | Attic truss | Gauge: 20 | Slope: 4/12 | Truss Strap/Anchor present | # Truss strap / Anchor
1739 |  | Interior | Attic- unfinished basement-crawlspace | Trusses | Roof Truss | Metal | Replace | Attic truss | Gauge: 20 | Slope: 6/12 | Truss Strap/Anchor present | # Truss strap / Anchor
1740 |  | Interior | Attic- unfinished basement-crawlspace | Trusses | Roof Truss | Metal | Replace | Attic truss | Gauge: 20 | Slope: 8/12 | Truss Strap/Anchor present | # Truss strap / Anchor
1741 |  | Interior | Attic- unfinished basement-crawlspace | Trusses | Roof Truss | Metal | Replace | Attic truss | Gauge: 20 | Slope:10/12 | Truss Strap/Anchor present | # Truss strap / Anchor
1742 |  | Interior | Attic- unfinished basement-crawlspace | Trusses | Roof Truss | Metal | Replace | Attic truss | Gauge: 20 | Slope: 12/12 | Truss Strap/Anchor present | # Truss strap / Anchor
1743 |  | Interior | Attic- unfinished basement-crawlspace | Trusses | Roof Truss | Metal | Replace | Attic truss | Heavy loading | Slope: 3/12 | Truss Strap/Anchor present | # Truss strap / Anchor
1744 |  | Interior | Attic- unfinished basement-crawlspace | Trusses | Roof Truss | Metal | Replace | Girder Truss | Gauge: 14 | Slope: 3/12 | Truss Strap/Anchor present | # Truss strap / Anchor
1745 |  | Interior | Attic- unfinished basement-crawlspace | Trusses | Roof Truss | Metal | Replace | Girder Truss | Gauge: 14 | Slope: 4/12 | Truss Strap/Anchor present | # Truss strap / Anchor
1746 |  | Interior | Attic- unfinished basement-crawlspace | Trusses | Roof Truss | Metal | Replace | Girder Truss | Gauge: 14 | Slope: 6/12 | Truss Strap/Anchor present | # Truss strap / Anchor
1747 |  | Interior | Attic- unfinished basement-crawlspace | Trusses | Roof Truss | Metal | Replace | Girder Truss | Gauge: 14 | Slope: 8/12 | Truss Strap/Anchor present | # Truss strap / Anchor
1748 |  | Interior | Attic- unfinished basement-crawlspace | Trusses | Roof Truss | Metal | Replace | Girder Truss | Gauge: 14 | Slope:10/12 | Truss Strap/Anchor present | # Truss strap / Anchor
1749 |  | Interior | Attic- unfinished basement-crawlspace | Trusses | Roof Truss | Metal | Replace | Girder Truss | Gauge: 14 | Slope: 12/12 | Truss Strap/Anchor present | # Truss strap / Anchor
1750 |  | Interior | Attic- unfinished basement-crawlspace | Trusses | Roof Truss | Metal | Replace | Girder Truss | Gauge: 20 | Slope: 3/12 | Truss Strap/Anchor present | # Truss strap / Anchor
1751 |  | Interior | Attic- unfinished basement-crawlspace | Trusses | Roof Truss | Metal | Replace | Girder Truss | Gauge: 20 | Slope: 4/12 | Truss Strap/Anchor present | # Truss strap / Anchor
1752 |  | Interior | Attic- unfinished basement-crawlspace | Trusses | Roof Truss | Metal | Replace | Girder Truss | Gauge: 20 | Slope: 6/12 | Truss Strap/Anchor present | # Truss strap / Anchor
1753 |  | Interior | Attic- unfinished basement-crawlspace | Trusses | Roof Truss | Metal | Replace | Girder Truss | Gauge: 20 | Slope: 8/12 | Truss Strap/Anchor present | # Truss strap / Anchor
1754 |  | Interior | Attic- unfinished basement-crawlspace | Trusses | Roof Truss | Metal | Replace | Girder Truss | Gauge: 20 | Slope:10/12 | Truss Strap/Anchor present | # Truss strap / Anchor
1755 |  | Interior | Attic- unfinished basement-crawlspace | Trusses | Roof Truss | Metal | Replace | Girder Truss | Gauge: 20 | Slope: 12/12 | Truss Strap/Anchor present | # Truss strap / Anchor
1756 |  | Interior | Attic- unfinished basement-crawlspace | Trusses | Roof Truss | Metal | Replace | Mono Truss | Gauge: 14 | Slope: 3/12 | Truss Strap/Anchor present | # Truss strap / Anchor
1757 |  | Interior | Attic- unfinished basement-crawlspace | Trusses | Roof Truss | Metal | Replace | Mono Truss | Gauge: 14 | Slope: 4/12 | Truss Strap/Anchor present | # Truss strap / Anchor
1758 |  | Interior | Attic- unfinished basement-crawlspace | Trusses | Roof Truss | Metal | Replace | Mono Truss | Gauge: 14 | Slope: 6/12 | Truss Strap/Anchor present | # Truss strap / Anchor
1759 |  | Interior | Attic- unfinished basement-crawlspace | Trusses | Roof Truss | Metal | Replace | Mono Truss | Gauge: 14 | Slope: 8/12 | Truss Strap/Anchor present | # Truss strap / Anchor
1760 |  | Interior | Attic- unfinished basement-crawlspace | Trusses | Roof Truss | Metal | Replace | Mono Truss | Gauge: 14 | Slope:10/12 | Truss Strap/Anchor present | # Truss strap / Anchor
1761 |  | Interior | Attic- unfinished basement-crawlspace | Trusses | Roof Truss | Metal | Replace | Mono Truss | Gauge: 14 | Slope: 12/12 | Truss Strap/Anchor present | # Truss strap / Anchor
1762 |  | Interior | Attic- unfinished basement-crawlspace | Trusses | Roof Truss | Metal | Replace | Mono Truss | Gauge: 20 | Slope: 3/12 | Truss Strap/Anchor present | # Truss strap / Anchor
1763 |  | Interior | Attic- unfinished basement-crawlspace | Trusses | Roof Truss | Metal | Replace | Mono Truss | Gauge: 20 | Slope: 4/12 | Truss Strap/Anchor present | # Truss strap / Anchor
1764 |  | Interior | Attic- unfinished basement-crawlspace | Trusses | Roof Truss | Metal | Replace | Mono Truss | Gauge: 20 | Slope: 6/12 | Truss Strap/Anchor present | # Truss strap / Anchor
1765 |  | Interior | Attic- unfinished basement-crawlspace | Trusses | Roof Truss | Metal | Replace | Mono Truss | Gauge: 20 | Slope: 8/12 | Truss Strap/Anchor present | # Truss strap / Anchor
1766 |  | Interior | Attic- unfinished basement-crawlspace | Trusses | Roof Truss | Metal | Replace | Mono Truss | Gauge: 20 | Slope:10/12 | Truss Strap/Anchor present | # Truss strap / Anchor
1767 |  | Interior | Attic- unfinished basement-crawlspace | Trusses | Roof Truss | Metal | Replace | Mono Truss | Gauge: 20 | Slope: 12/12 | Truss Strap/Anchor present | # Truss strap / Anchor
1768 |  | Interior | Attic- unfinished basement-crawlspace | Trusses | Roof Truss | Metal | Replace | Overbuild-Valley Truss | Gauge: 14 | Slope: 3/12 | Truss Strap/Anchor present | # Truss strap / Anchor
1769 |  | Interior | Attic- unfinished basement-crawlspace | Trusses | Roof Truss | Metal | Replace | Overbuild-Valley Truss | Gauge: 14 | Slope: 4/12 | Truss Strap/Anchor present | # Truss strap / Anchor
1770 |  | Interior | Attic- unfinished basement-crawlspace | Trusses | Roof Truss | Metal | Replace | Overbuild-Valley Truss | Gauge: 14 | Slope: 6/12 | Truss Strap/Anchor present | # Truss strap / Anchor
1771 |  | Interior | Attic- unfinished basement-crawlspace | Trusses | Roof Truss | Metal | Replace | Overbuild-Valley Truss | Gauge: 14 | Slope: 8/12 | Truss Strap/Anchor present | # Truss strap / Anchor
1772 |  | Interior | Attic- unfinished basement-crawlspace | Trusses | Roof Truss | Metal | Replace | Overbuild-Valley Truss | Gauge: 14 | Slope:10/12 | Truss Strap/Anchor present | # Truss strap / Anchor
1773 |  | Interior | Attic- unfinished basement-crawlspace | Trusses | Roof Truss | Metal | Replace | Overbuild-Valley Truss | Gauge: 14 | Slope: 12/12 | Truss Strap/Anchor present | # Truss strap / Anchor
1774 |  | Interior | Attic- unfinished basement-crawlspace | Trusses | Roof Truss | Metal | Replace | Overbuild-Valley Truss | Gauge: 20 | Slope: 3/12 | Truss Strap/Anchor present | # Truss strap / Anchor
1775 |  | Interior | Attic- unfinished basement-crawlspace | Trusses | Roof Truss | Metal | Replace | Overbuild-Valley Truss | Gauge: 20 | Slope: 4/12 | Truss Strap/Anchor present | # Truss strap / Anchor
1776 |  | Interior | Attic- unfinished basement-crawlspace | Trusses | Roof Truss | Metal | Replace | Overbuild-Valley Truss | Gauge: 20 | Slope: 6/12 | Truss Strap/Anchor present | # Truss strap / Anchor
1777 |  | Interior | Attic- unfinished basement-crawlspace | Trusses | Roof Truss | Metal | Replace | Overbuild-Valley Truss | Gauge: 20 | Slope: 8/12 | Truss Strap/Anchor present | # Truss strap / Anchor
1778 |  | Interior | Attic- unfinished basement-crawlspace | Trusses | Roof Truss | Metal | Replace | Overbuild-Valley Truss | Gauge: 20 | Slope:10/12 | Truss Strap/Anchor present | # Truss strap / Anchor
1779 |  | Interior | Attic- unfinished basement-crawlspace | Trusses | Roof Truss | Metal | Replace | Overbuild-Valley Truss | Gauge: 20 | Slope: 12/12 | Truss Strap/Anchor present | # Truss strap / Anchor
1780 |  | Interior | Attic- unfinished basement-crawlspace | Trusses | Roof Truss | Metal | Replace | Scissor Truss | Gauge: 14 | Slope: 3/12 | Truss Strap/Anchor present | # Truss strap / Anchor
1781 |  | Interior | Attic- unfinished basement-crawlspace | Trusses | Roof Truss | Metal | Replace | Scissor Truss | Gauge: 14 | Slope: 4/12 | Truss Strap/Anchor present | # Truss strap / Anchor
1782 |  | Interior | Attic- unfinished basement-crawlspace | Trusses | Roof Truss | Metal | Replace | Scissor Truss | Gauge: 14 | Slope: 6/12 | Truss Strap/Anchor present | # Truss strap / Anchor
1783 |  | Interior | Attic- unfinished basement-crawlspace | Trusses | Roof Truss | Metal | Replace | Scissor Truss | Gauge: 14 | Slope: 8/12 | Truss Strap/Anchor present | # Truss strap / Anchor
1784 |  | Interior | Attic- unfinished basement-crawlspace | Trusses | Roof Truss | Metal | Replace | Scissor Truss | Gauge: 14 | Slope:10/12 | Truss Strap/Anchor present | # Truss strap / Anchor
1785 |  | Interior | Attic- unfinished basement-crawlspace | Trusses | Roof Truss | Metal | Replace | Scissor Truss | Gauge: 14 | Slope: 12/12 | Truss Strap/Anchor present | # Truss strap / Anchor
1786 |  | Interior | Attic- unfinished basement-crawlspace | Trusses | Roof Truss | Metal | Replace | Scissor Truss | Gauge: 20 | Slope: 3/12 | Truss Strap/Anchor present | # Truss strap / Anchor
1787 |  | Interior | Attic- unfinished basement-crawlspace | Trusses | Roof Truss | Metal | Replace | Scissor Truss | Gauge: 20 | Slope: 4/12 | Truss Strap/Anchor present | # Truss strap / Anchor
1788 |  | Interior | Attic- unfinished basement-crawlspace | Trusses | Roof Truss | Metal | Replace | Scissor Truss | Gauge: 20 | Slope: 6/12 | Truss Strap/Anchor present | # Truss strap / Anchor
1789 |  | Interior | Attic- unfinished basement-crawlspace | Trusses | Roof Truss | Metal | Replace | Scissor Truss | Gauge: 20 | Slope: 8/12 | Truss Strap/Anchor present | # Truss strap / Anchor
1790 |  | Interior | Attic- unfinished basement-crawlspace | Trusses | Roof Truss | Metal | Replace | Scissor Truss | Gauge: 20 | Slope:10/12 | Truss Strap/Anchor present | # Truss strap / Anchor
1791 |  | Interior | Attic- unfinished basement-crawlspace | Trusses | Roof Truss | Metal | Replace | Scissor Truss | Gauge: 20 | Slope: 12/12 | Truss Strap/Anchor present | # Truss strap / Anchor
1792 |  | Interior | Attic- unfinished basement-crawlspace | Trusses | Roof Truss | Metal | Replace | Stepdown truss | Gauge: 14 | Slope: 3/12 | Truss Strap/Anchor present | # Truss strap / Anchor
1793 |  | Interior | Attic- unfinished basement-crawlspace | Trusses | Roof Truss | Metal | Replace | Stepdown truss | Gauge: 14 | Slope: 4/12 | Truss Strap/Anchor present | # Truss strap / Anchor
1794 |  | Interior | Attic- unfinished basement-crawlspace | Trusses | Roof Truss | Metal | Replace | Stepdown truss | Gauge: 14 | Slope: 6/12 | Truss Strap/Anchor present | # Truss strap / Anchor
1795 |  | Interior | Attic- unfinished basement-crawlspace | Trusses | Roof Truss | Metal | Replace | Stepdown truss | Gauge: 14 | Slope: 8/12 | Truss Strap/Anchor present | # Truss strap / Anchor
1796 |  | Interior | Attic- unfinished basement-crawlspace | Trusses | Roof Truss | Metal | Replace | Stepdown truss | Gauge: 14 | Slope:10/12 | Truss Strap/Anchor present | # Truss strap / Anchor
1797 |  | Interior | Attic- unfinished basement-crawlspace | Trusses | Roof Truss | Metal | Replace | Stepdown truss | Gauge: 14 | Slope: 12/12 | Truss Strap/Anchor present | # Truss strap / Anchor
1798 |  | Interior | Attic- unfinished basement-crawlspace | Trusses | Roof Truss | Metal | Replace | Stepdown truss | Gauge: 20 | Slope: 3/12 | Truss Strap/Anchor present | # Truss strap / Anchor
1799 |  | Interior | Attic- unfinished basement-crawlspace | Trusses | Roof Truss | Metal | Replace | Stepdown truss | Gauge: 20 | Slope: 4/12 | Truss Strap/Anchor present | # Truss strap / Anchor
1800 |  | Interior | Attic- unfinished basement-crawlspace | Trusses | Roof Truss | Metal | Replace | Stepdown truss | Gauge: 20 | Slope: 6/12 | Truss Strap/Anchor present | # Truss strap / Anchor
1801 |  | Interior | Attic- unfinished basement-crawlspace | Trusses | Roof Truss | Metal | Replace | Stepdown truss | Gauge: 20 | Slope: 8/12 | Truss Strap/Anchor present | # Truss strap / Anchor
1802 |  | Interior | Attic- unfinished basement-crawlspace | Trusses | Roof Truss | Metal | Replace | Stepdown truss | Gauge: 20 | Slope:10/12 | Truss Strap/Anchor present | # Truss strap / Anchor
1803 |  | Interior | Attic- unfinished basement-crawlspace | Trusses | Roof Truss | Metal | Replace | Stepdown truss | Gauge: 20 | Slope: 12/12 | Truss Strap/Anchor present | # Truss strap / Anchor
1804 |  | Interior | Attic- unfinished basement-crawlspace | Trusses | Roof Truss | Metal | Replace | Gambrel | Gauge: 14 | Slope: 3/12 | Truss Strap/Anchor present | # Truss strap / Anchor
1805 |  | Interior | Attic- unfinished basement-crawlspace | Trusses | Roof Truss | Metal | Replace | Gambrel | Gauge: 14 | Slope: 4/12 | Truss Strap/Anchor present | # Truss strap / Anchor
1806 |  | Interior | Attic- unfinished basement-crawlspace | Trusses | Roof Truss | Metal | Replace | Gambrel | Gauge: 14 | Slope: 6/12 | Truss Strap/Anchor present | # Truss strap / Anchor
1807 |  | Interior | Attic- unfinished basement-crawlspace | Trusses | Roof Truss | Metal | Replace | Gambrel | Gauge: 14 | Slope: 8/12 | Truss Strap/Anchor present | # Truss strap / Anchor
1808 |  | Interior | Attic- unfinished basement-crawlspace | Trusses | Roof Truss | Metal | Replace | Gambrel | Gauge: 14 | Slope:10/12 | Truss Strap/Anchor present | # Truss strap / Anchor
1809 |  | Interior | Attic- unfinished basement-crawlspace | Trusses | Roof Truss | Metal | Replace | Gambrel | Gauge: 14 | Slope: 12/12 | Truss Strap/Anchor present | # Truss strap / Anchor
1810 |  | Interior | Attic- unfinished basement-crawlspace | Trusses | Roof Truss | Metal | Replace | Gambrel | Gauge: 20 | Slope: 3/12 | Truss Strap/Anchor present | # Truss strap / Anchor
1811 |  | Interior | Attic- unfinished basement-crawlspace | Trusses | Roof Truss | Metal | Replace | Gambrel | Gauge: 20 | Slope: 4/12 | Truss Strap/Anchor present | # Truss strap / Anchor
1812 |  | Interior | Attic- unfinished basement-crawlspace | Trusses | Roof Truss | Metal | Replace | Gambrel | Gauge: 20 | Slope: 6/12 | Truss Strap/Anchor present | # Truss strap / Anchor
1813 |  | Interior | Attic- unfinished basement-crawlspace | Trusses | Roof Truss | Metal | Replace | Gambrel | Gauge: 20 | Slope: 8/12 | Truss Strap/Anchor present | # Truss strap / Anchor
1814 |  | Interior | Attic- unfinished basement-crawlspace | Trusses | Roof Truss | Metal | Replace | Gambrel | Gauge: 20 | Slope:10/12 | Truss Strap/Anchor present | # Truss strap / Anchor
1815 |  | Interior | Attic- unfinished basement-crawlspace | Trusses | Roof Truss | Metal | Replace | Gambrel | Gauge: 20 | Slope: 12/12 | Truss Strap/Anchor present | # Truss strap / Anchor
1816 |  | Interior | Attic- unfinished basement-crawlspace | Trusses | Roof Truss | Metal | Replace | Flat | Gauge: 14 | Slope: 3/12 | Truss Strap/Anchor present | # Truss strap / Anchor
1817 |  | Interior | Attic- unfinished basement-crawlspace | Trusses | Roof Truss | Metal | Replace | Flat | Gauge: 14 | Slope: 4/12 | Truss Strap/Anchor present | # Truss strap / Anchor
1818 |  | Interior | Attic- unfinished basement-crawlspace | Trusses | Roof Truss | Metal | Replace | Flat | Gauge: 14 | Slope: 6/12 | Truss Strap/Anchor present | # Truss strap / Anchor
1819 |  | Interior | Attic- unfinished basement-crawlspace | Trusses | Roof Truss | Metal | Replace | Flat | Gauge: 14 | Slope: 8/12 | Truss Strap/Anchor present | # Truss strap / Anchor
1820 |  | Interior | Attic- unfinished basement-crawlspace | Trusses | Roof Truss | Metal | Replace | Flat | Gauge: 14 | Slope:10/12 | Truss Strap/Anchor present | # Truss strap / Anchor
1821 |  | Interior | Attic- unfinished basement-crawlspace | Trusses | Roof Truss | Metal | Replace | Flat | Gauge: 14 | Slope: 12/12 | Truss Strap/Anchor present | # Truss strap / Anchor
1822 |  | Interior | Attic- unfinished basement-crawlspace | Trusses | Roof Truss | Metal | Replace | Flat | Gauge: 20 | Slope: 3/12 | Truss Strap/Anchor present | # Truss strap / Anchor
1823 |  | Interior | Attic- unfinished basement-crawlspace | Trusses | Roof Truss | Metal | Replace | Flat | Gauge: 20 | Slope: 4/12 | Truss Strap/Anchor present | # Truss strap / Anchor
1824 |  | Interior | Attic- unfinished basement-crawlspace | Trusses | Roof Truss | Metal | Replace | Flat | Gauge: 20 | Slope: 6/12 | Truss Strap/Anchor present | # Truss strap / Anchor
1825 |  | Interior | Attic- unfinished basement-crawlspace | Trusses | Roof Truss | Metal | Replace | Flat | Gauge: 20 | Slope: 8/12 | Truss Strap/Anchor present | # Truss strap / Anchor
1826 |  | Interior | Attic- unfinished basement-crawlspace | Trusses | Roof Truss | Metal | Replace | Flat | Gauge: 20 | Slope:10/12 | Truss Strap/Anchor present | # Truss strap / Anchor
1827 |  | Interior | Attic- unfinished basement-crawlspace | Trusses | Roof Truss | Metal | Replace | Flat | Gauge: 20 | Slope: 12/12 | Truss Strap/Anchor present | # Truss strap / Anchor
1828 |  | Interior | Attic- unfinished basement-crawlspace | Trusses | Level 1: Roof Truss; Level 2: Metal; Level3: Replace; Level 4: Crane needed; Level 5: Hours
1829 |  | Interior | Attic- unfinished basement-crawlspace | Trusses | Level 1: Roof Truss; Level 2: Metal; Level3: Replace; Level 4: Ceiling Trayed/Coffered/Dropped; Level 5: Sq Ft
1830 |  | Interior | Attic- unfinished basement-crawlspace | Trusses | Roof Truss | Metal | Replace | Sheathing removal/replacement needed | Plywood type: OSB | Thickness: 3/8" | Sq Ft
1831 |  | Interior | Attic- unfinished basement-crawlspace | Trusses | Roof Truss | Metal | Replace | Sheathing removal/replacement needed | Plywood type: OSB | Thickness: 1/2" | Sq Ft
1832 |  | Interior | Attic- unfinished basement-crawlspace | Trusses | Roof Truss | Metal | Replace | Sheathing removal/replacement needed | Plywood type: OSB | Thickness: 5/8" | Sq Ft
1833 |  | Interior | Attic- unfinished basement-crawlspace | Trusses | Roof Truss | Metal | Replace | Sheathing removal/replacement needed | Plywood type: OSB | Thickness: 3/4" | Sq Ft
1834 |  | Interior | Attic- unfinished basement-crawlspace | Trusses | Roof Truss | Metal | Replace | Sheathing removal/replacement needed | Plywood type: CDX | Thickness: 3/8" | Sq Ft
1835 |  | Interior | Attic- unfinished basement-crawlspace | Trusses | Roof Truss | Metal | Replace | Sheathing removal/replacement needed | Plywood type: CDX | Thickness: 1/2" | Sq Ft
1836 |  | Interior | Attic- unfinished basement-crawlspace | Trusses | Roof Truss | Metal | Replace | Sheathing removal/replacement needed | Plywood type: CDX | Thickness: 5/8" | Sq Ft
1837 |  | Interior | Attic- unfinished basement-crawlspace | Trusses | Roof Truss | Metal | Replace | Sheathing removal/replacement needed | Plywood type: CDX | Thickness: 3/4" | Sq Ft
1838 |  | Interior | Attic- unfinished basement-crawlspace | Trusses | Roof Truss | Metal | Replace | Sheathing removal/replacement needed | Plywood type: metal decking | Ribs: 1-1/2" | Sq Ft
1839 |  | Interior | Attic- unfinished basement-crawlspace | Trusses | Roof Truss | Metal | Replace | Sheathing removal/replacement needed | Plywood type: metal decking | Ribs: 3" | Sq Ft
1840 |  | Interior | Attic- unfinished basement-crawlspace | Trusses | Roof Truss | Timber | Replace | Truss Type: Hammer Beam | Timber Dimension: 8x8 | Pitch: 6/12 | Overall Truss Span
1841 |  | Interior | Attic- unfinished basement-crawlspace | Trusses | Roof Truss |  | Replace | Truss Type: Hammer Beam | Timber Dimension: 8x9 | Pitch: 8/12 | Overall Truss Span
1842 |  | Interior | Attic- unfinished basement-crawlspace | Trusses | Roof Truss |  | Replace | Truss Type: Hammer Beam | Timber Dimension: 8x10 | Pitch: 10/12 | Overall Truss Span
1843 |  | Interior | Attic- unfinished basement-crawlspace | Trusses | Roof Truss |  | Replace | Truss Type: Hammer Beam | Timber Dimension: 8x11 | Pitch: 12/12 | Overall Truss Span
1844 |  | Interior | Attic- unfinished basement-crawlspace | Trusses | Roof Truss |  | Replace | Truss Type: Hammer Beam | Timber Dimension: 10x10 | Pitch: 6/12 | Overall Truss Span
1845 |  | Interior | Attic- unfinished basement-crawlspace | Trusses | Roof Truss |  | Replace | Truss Type: Hammer Beam | Timber Dimension: 10x11 | Pitch: 8/12 | Overall Truss Span
1846 |  | Interior | Attic- unfinished basement-crawlspace | Trusses | Roof Truss |  | Replace | Truss Type: Hammer Beam | Timber Dimension: 10x12 | Pitch: 10/12 | Overall Truss Span
1847 |  | Interior | Attic- unfinished basement-crawlspace | Trusses | Roof Truss |  | Replace | Truss Type: Hammer Beam | Timber Dimension: 10x13 | Pitch: 12/12 | Overall Truss Span
1848 |  | Interior | Attic- unfinished basement-crawlspace | Trusses | Roof Truss |  | Replace | Truss Type: Hammer Beam | Timber Dimension: 12x12 | Pitch: 6/12 | Overall Truss Span
1849 |  | Interior | Attic- unfinished basement-crawlspace | Trusses | Roof Truss |  | Replace | Truss Type: Hammer Beam | Timber Dimension: 12x13 | Pitch: 8/12 | Overall Truss Span
1850 |  | Interior | Attic- unfinished basement-crawlspace | Trusses | Roof Truss |  | Replace | Truss Type: Hammer Beam | Timber Dimension: 12x14 | Pitch: 10/12 | Overall Truss Span
1851 |  | Interior | Attic- unfinished basement-crawlspace | Trusses | Roof Truss |  | Replace | Truss Type: Hammer Beam | Timber Dimension: 12x15 | Pitch: 12/12 | Overall Truss Span
1852 |  | Interior | Attic- unfinished basement-crawlspace | Trusses | Roof Truss |  | Replace | Truss Type: King-Queen-Scissor | Timber Dimension: 8x8 | Pitch: 6/12 | Overall Truss Span
1853 |  | Interior | Attic- unfinished basement-crawlspace | Trusses | Roof Truss |  | Replace | Truss Type: King-Queen-Scissor | Timber Dimension: 8x9 | Pitch: 8/12 | Overall Truss Span
1854 |  | Interior | Attic- unfinished basement-crawlspace | Trusses | Roof Truss |  | Replace | Truss Type: King-Queen-Scissor | Timber Dimension: 8x10 | Pitch: 10/12 | Overall Truss Span
1855 |  | Interior | Attic- unfinished basement-crawlspace | Trusses | Roof Truss |  | Replace | Truss Type: King-Queen-Scissor | Timber Dimension: 8x11 | Pitch: 12/12 | Overall Truss Span
1856 |  | Interior | Attic- unfinished basement-crawlspace | Trusses | Roof Truss |  | Replace | Truss Type: King-Queen-Scissor | Timber Dimension: 10x10 | Pitch: 6/12 | Overall Truss Span
1857 |  | Interior | Attic- unfinished basement-crawlspace | Trusses | Roof Truss |  | Replace | Truss Type: King-Queen-Scissor | Timber Dimension: 10x11 | Pitch: 8/12 | Overall Truss Span
1858 |  | Interior | Attic- unfinished basement-crawlspace | Trusses | Roof Truss |  | Replace | Truss Type: King-Queen-Scissor | Timber Dimension: 10x12 | Pitch: 10/12 | Overall Truss Span
1859 |  | Interior | Attic- unfinished basement-crawlspace | Trusses | Roof Truss |  | Replace | Truss Type: King-Queen-Scissor | Timber Dimension: 10x13 | Pitch: 12/12 | Overall Truss Span
1860 |  | Interior | Attic- unfinished basement-crawlspace | Trusses | Roof Truss |  | Replace | Truss Type: King-Queen-Scissor | Timber Dimension: 12x12 | Pitch: 6/12 | Overall Truss Span
1861 |  | Interior | Attic- unfinished basement-crawlspace | Trusses | Roof Truss |  | Replace | Truss Type: King-Queen-Scissor | Timber Dimension: 12x13 | Pitch: 8/12 | Overall Truss Span
1862 |  | Interior | Attic- unfinished basement-crawlspace | Trusses | Roof Truss |  | Replace | Truss Type: King-Queen-Scissor | Timber Dimension: 12x14 | Pitch: 10/12 | Overall Truss Span
1863 |  | Interior | Attic- unfinished basement-crawlspace | Trusses | Roof Truss |  | Replace | Truss Type: King-Queen-Scissor | Timber Dimension: 12x15 | Pitch: 12/12 | Overall Truss Span
1864 |  | Interior | Attic- unfinished basement-crawlspace | Trusses | Roof Truss |  | Replace | Truss Type: Hammer Beam | Timber Dimension: 8x8 | Pitch: 6/12 | # of trusses
1865 |  | Interior | Attic- unfinished basement-crawlspace | Trusses | Roof Truss |  | Replace | Truss Type: Hammer Beam | Timber Dimension: 8x9 | Pitch: 8/12 | # of trusses
1866 |  | Interior | Attic- unfinished basement-crawlspace | Trusses | Roof Truss |  | Replace | Truss Type: Hammer Beam | Timber Dimension: 8x10 | Pitch: 10/12 | # of trusses
1867 |  | Interior | Attic- unfinished basement-crawlspace | Trusses | Roof Truss |  | Replace | Truss Type: Hammer Beam | Timber Dimension: 8x11 | Pitch: 12/12 | # of trusses
1868 |  | Interior | Attic- unfinished basement-crawlspace | Trusses | Roof Truss |  | Replace | Truss Type: Hammer Beam | Timber Dimension: 10x10 | Pitch: 6/12 | # of trusses
1869 |  | Interior | Attic- unfinished basement-crawlspace | Trusses | Roof Truss |  | Replace | Truss Type: Hammer Beam | Timber Dimension: 10x11 | Pitch: 8/12 | # of trusses
1870 |  | Interior | Attic- unfinished basement-crawlspace | Trusses | Roof Truss |  | Replace | Truss Type: Hammer Beam | Timber Dimension: 10x12 | Pitch: 10/12 | # of trusses
1871 |  | Interior | Attic- unfinished basement-crawlspace | Trusses | Roof Truss |  | Replace | Truss Type: Hammer Beam | Timber Dimension: 10x13 | Pitch: 12/12 | # of trusses
1872 |  | Interior | Attic- unfinished basement-crawlspace | Trusses | Roof Truss |  | Replace | Truss Type: Hammer Beam | Timber Dimension: 12x12 | Pitch: 6/12 | # of trusses
1873 |  | Interior | Attic- unfinished basement-crawlspace | Trusses | Roof Truss |  | Replace | Truss Type: Hammer Beam | Timber Dimension: 12x13 | Pitch: 8/12 | # of trusses
1874 |  | Interior | Attic- unfinished basement-crawlspace | Trusses | Roof Truss |  | Replace | Truss Type: Hammer Beam | Timber Dimension: 12x14 | Pitch: 10/12 | # of trusses
1875 |  | Interior | Attic- unfinished basement-crawlspace | Trusses | Roof Truss |  | Replace | Truss Type: Hammer Beam | Timber Dimension: 12x15 | Pitch: 12/12 | # of trusses
1876 |  | Interior | Attic- unfinished basement-crawlspace | Trusses | Roof Truss |  | Replace | Truss Type: King-Queen-Scissor | Timber Dimension: 8x8 | Pitch: 6/12 | # of trusses
1877 |  | Interior | Attic- unfinished basement-crawlspace | Trusses | Roof Truss |  | Replace | Truss Type: King-Queen-Scissor | Timber Dimension: 8x9 | Pitch: 8/12 | # of trusses
1878 |  | Interior | Attic- unfinished basement-crawlspace | Trusses | Roof Truss |  | Replace | Truss Type: King-Queen-Scissor | Timber Dimension: 8x10 | Pitch: 10/12 | # of trusses
1879 |  | Interior | Attic- unfinished basement-crawlspace | Trusses | Roof Truss |  | Replace | Truss Type: King-Queen-Scissor | Timber Dimension: 8x11 | Pitch: 12/12 | # of trusses
1880 |  | Interior | Attic- unfinished basement-crawlspace | Trusses | Roof Truss |  | Replace | Truss Type: King-Queen-Scissor | Timber Dimension: 10x10 | Pitch: 6/12 | # of trusses
1881 |  | Interior | Attic- unfinished basement-crawlspace | Trusses | Roof Truss |  | Replace | Truss Type: King-Queen-Scissor | Timber Dimension: 10x11 | Pitch: 8/12 | # of trusses
1882 |  | Interior | Attic- unfinished basement-crawlspace | Trusses | Roof Truss |  | Replace | Truss Type: King-Queen-Scissor | Timber Dimension: 10x12 | Pitch: 10/12 | # of trusses
1883 |  | Interior | Attic- unfinished basement-crawlspace | Trusses | Roof Truss |  | Replace | Truss Type: King-Queen-Scissor | Timber Dimension: 10x13 | Pitch: 12/12 | # of trusses
1884 |  | Interior | Attic- unfinished basement-crawlspace | Trusses | Roof Truss |  | Replace | Truss Type: King-Queen-Scissor | Timber Dimension: 12x12 | Pitch: 6/12 | # of trusses
1885 |  | Interior | Attic- unfinished basement-crawlspace | Trusses | Roof Truss |  | Replace | Truss Type: King-Queen-Scissor | Timber Dimension: 12x13 | Pitch: 8/12 | # of trusses
1886 |  | Interior | Attic- unfinished basement-crawlspace | Trusses | Roof Truss |  | Replace | Truss Type: King-Queen-Scissor | Timber Dimension: 12x14 | Pitch: 10/12 | # of trusses
1887 |  | Interior | Attic- unfinished basement-crawlspace | Trusses | Roof Truss |  | Replace | Truss Type: King-Queen-Scissor | Timber Dimension: 12x15 | Pitch: 12/12 | # of trusses
1888 |  | Interior | Attic- unfinished basement-crawlspace | Trusses | Level 1: Roof Truss; Level3: Replace; Level 4: Crane needed; Level 5: Hours
1889 |  | Interior | Attic- unfinished basement-crawlspace | Trusses | Roof Truss |  | Replace | Sheathing removal/replacement needed | Plywood type: OSB | Thickness: 3/8" | Sq Ft
1890 |  | Interior | Attic- unfinished basement-crawlspace | Trusses | Roof Truss |  | Replace | Sheathing removal/replacement needed | Plywood type: OSB | Thickness: 1/2" | Sq Ft
1891 |  | Interior | Attic- unfinished basement-crawlspace | Trusses | Roof Truss |  | Replace | Sheathing removal/replacement needed | Plywood type: OSB | Thickness: 5/8" | Sq Ft
1892 |  | Interior | Attic- unfinished basement-crawlspace | Trusses | Roof Truss |  | Replace | Sheathing removal/replacement needed | Plywood type: OSB | Thickness: 3/4" | Sq Ft
1893 |  | Interior | Attic- unfinished basement-crawlspace | Trusses | Roof Truss |  | Replace | Sheathing removal/replacement needed | Plywood type: CDX | Thickness: 3/8" | Sq Ft
1894 |  | Interior | Attic- unfinished basement-crawlspace | Trusses | Roof Truss |  | Replace | Sheathing removal/replacement needed | Plywood type: CDX | Thickness: 1/2" | Sq Ft
1895 |  | Interior | Attic- unfinished basement-crawlspace | Trusses | Roof Truss |  | Replace | Sheathing removal/replacement needed | Plywood type: CDX | Thickness: 5/8" | Sq Ft
1896 |  | Interior | Attic- unfinished basement-crawlspace | Trusses | Roof Truss |  | Replace | Sheathing removal/replacement needed | Plywood type: CDX | Thickness: 3/4" | Sq Ft
1897 |  | Interior | Attic- unfinished basement-crawlspace | Trusses | Level 1: Floor Truss; Level 2: Wood; Level3: Repair; Level 4: Labor hours
1898 |  | Interior | Attic- unfinished basement-crawlspace | Trusses | Level 1: Floor Truss; Level 2: Wood; Level3: Detach and Reset; Level 4: Linear footage of bottom cord
1899 |  | Interior | Attic- unfinished basement-crawlspace | Trusses | Floor Truss | Wood | Replace | Standard | Standard truss material | Slope: 3/12 | Overall Truss Span
1900 |  | Interior | Attic- unfinished basement-crawlspace | Trusses | Floor Truss | Wood | Replace | Standard | Standard truss material | Slope: 4/12 | Overall Truss Span
1901 |  | Interior | Attic- unfinished basement-crawlspace | Trusses | Floor Truss | Wood | Replace | Standard | Standard truss material | Slope: 6/12 | Overall Truss Span
1902 |  | Interior | Attic- unfinished basement-crawlspace | Trusses | Floor Truss | Wood | Replace | Standard | Standard truss material | Slope: 8/12 | Overall Truss Span
1903 |  | Interior | Attic- unfinished basement-crawlspace | Trusses | Floor Truss | Wood | Replace | Standard | Standard truss material | Slope:10/12 | Overall Truss Span
1904 |  | Interior | Attic- unfinished basement-crawlspace | Trusses | Floor Truss | Wood | Replace | Standard | Standard truss material | Slope: 12/12 | Overall Truss Span
1905 |  | Interior | Attic- unfinished basement-crawlspace | Trusses | Floor Truss | Wood | Replace | Standard | Treated lumber | Slope: 3/12 | Overall Truss Span
1906 |  | Interior | Attic- unfinished basement-crawlspace | Trusses | Floor Truss | Wood | Replace | Standard | Treated lumber | Slope: 4/12 | Overall Truss Span
1907 |  | Interior | Attic- unfinished basement-crawlspace | Trusses | Floor Truss | Wood | Replace | Standard | Treated lumber | Slope: 6/12 | Overall Truss Span
1908 |  | Interior | Attic- unfinished basement-crawlspace | Trusses | Floor Truss | Wood | Replace | Standard | Treated lumber | Slope: 8/12 | Overall Truss Span
1909 |  | Interior | Attic- unfinished basement-crawlspace | Trusses | Floor Truss | Wood | Replace | Standard | Treated lumber | Slope:10/12 | Overall Truss Span
1910 |  | Interior | Attic- unfinished basement-crawlspace | Trusses | Floor Truss | Wood | Replace | Standard | Treated lumber | Slope: 12/12 | Overall Truss Span
1911 |  | Interior | Attic- unfinished basement-crawlspace | Trusses | Floor Truss | Wood | Replace | Standard | Heavy loading | Slope: 3/12 | Overall Truss Span
1912 |  | Interior | Attic- unfinished basement-crawlspace | Trusses | Floor Truss | Wood | Replace | Standard | Heavy loading | Slope: 4/12 | Overall Truss Span
1913 |  | Interior | Attic- unfinished basement-crawlspace | Trusses | Floor Truss | Wood | Replace | Standard | Heavy loading | Slope: 6/12 | Overall Truss Span
1914 |  | Interior | Attic- unfinished basement-crawlspace | Trusses | Floor Truss | Wood | Replace | Standard | Heavy loading | Slope: 8/12 | Overall Truss Span
1915 |  | Interior | Attic- unfinished basement-crawlspace | Trusses | Floor Truss | Wood | Replace | Standard | Heavy loading | Slope:10/12 | Overall Truss Span
1916 |  | Interior | Attic- unfinished basement-crawlspace | Trusses | Floor Truss | Wood | Replace | Standard | Heavy loading | Slope: 12/12 | Overall Truss Span
1917 |  | Interior | Attic- unfinished basement-crawlspace | Trusses | Floor Truss | Wood | Replace | Attic truss | Standard truss material | Slope: 3/12 | Overall Truss Span
1918 |  | Interior | Attic- unfinished basement-crawlspace | Trusses | Floor Truss | Wood | Replace | Attic truss | Standard truss material | Slope: 4/12 | Overall Truss Span
1919 |  | Interior | Attic- unfinished basement-crawlspace | Trusses | Floor Truss | Wood | Replace | Attic truss | Standard truss material | Slope: 6/12 | Overall Truss Span
1920 |  | Interior | Attic- unfinished basement-crawlspace | Trusses | Floor Truss | Wood | Replace | Attic truss | Standard truss material | Slope: 8/12 | Overall Truss Span
1921 |  | Interior | Attic- unfinished basement-crawlspace | Trusses | Floor Truss | Wood | Replace | Attic truss | Standard truss material | Slope:10/12 | Overall Truss Span
1922 |  | Interior | Attic- unfinished basement-crawlspace | Trusses | Floor Truss | Wood | Replace | Attic truss | Standard truss material | Slope: 12/12 | Overall Truss Span
1923 |  | Interior | Attic- unfinished basement-crawlspace | Trusses | Floor Truss | Wood | Replace | Attic truss | Treated lumber | Slope: 3/12 | Overall Truss Span
1924 |  | Interior | Attic- unfinished basement-crawlspace | Trusses | Floor Truss | Wood | Replace | Attic truss | Treated lumber | Slope: 4/12 | Overall Truss Span
1925 |  | Interior | Attic- unfinished basement-crawlspace | Trusses | Floor Truss | Wood | Replace | Attic truss | Treated lumber | Slope: 6/12 | Overall Truss Span
1926 |  | Interior | Attic- unfinished basement-crawlspace | Trusses | Floor Truss | Wood | Replace | Attic truss | Treated lumber | Slope: 8/12 | Overall Truss Span
1927 |  | Interior | Attic- unfinished basement-crawlspace | Trusses | Floor Truss | Wood | Replace | Attic truss | Treated lumber | Slope:10/12 | Overall Truss Span
1928 |  | Interior | Attic- unfinished basement-crawlspace | Trusses | Floor Truss | Wood | Replace | Attic truss | Treated lumber | Slope: 12/12 | Overall Truss Span
1929 |  | Interior | Attic- unfinished basement-crawlspace | Trusses | Floor Truss | Wood | Replace | Attic truss | Heavy loading | Slope: 3/12 | Overall Truss Span
1930 |  | Interior | Attic- unfinished basement-crawlspace | Trusses | Floor Truss | Wood | Replace | Attic truss | Heavy loading | Slope: 4/12 | Overall Truss Span
1931 |  | Interior | Attic- unfinished basement-crawlspace | Trusses | Floor Truss | Wood | Replace | Attic truss | Heavy loading | Slope: 6/12 | Overall Truss Span
1932 |  | Interior | Attic- unfinished basement-crawlspace | Trusses | Floor Truss | Wood | Replace | Attic truss | Heavy loading | Slope: 8/12 | Overall Truss Span
1933 |  | Interior | Attic- unfinished basement-crawlspace | Trusses | Floor Truss | Wood | Replace | Attic truss | Heavy loading | Slope:10/12 | Overall Truss Span
1934 |  | Interior | Attic- unfinished basement-crawlspace | Trusses | Floor Truss | Wood | Replace | Attic truss | Heavy loading | Slope: 12/12 | Overall Truss Span
1935 |  | Interior | Attic- unfinished basement-crawlspace | Trusses | Floor Truss | Wood | Replace | Girder Truss | Standard truss material | Slope: 3/12 | Overall Truss Span
1936 |  | Interior | Attic- unfinished basement-crawlspace | Trusses | Floor Truss | Wood | Replace | Girder Truss | Standard truss material | Slope: 4/12 | Overall Truss Span
1937 |  | Interior | Attic- unfinished basement-crawlspace | Trusses | Floor Truss | Wood | Replace | Girder Truss | Standard truss material | Slope: 6/12 | Overall Truss Span
1938 |  | Interior | Attic- unfinished basement-crawlspace | Trusses | Floor Truss | Wood | Replace | Girder Truss | Standard truss material | Slope: 8/12 | Overall Truss Span
1939 |  | Interior | Attic- unfinished basement-crawlspace | Trusses | Floor Truss | Wood | Replace | Girder Truss | Standard truss material | Slope:10/12 | Overall Truss Span
1940 |  | Interior | Attic- unfinished basement-crawlspace | Trusses | Floor Truss | Wood | Replace | Girder Truss | Standard truss material | Slope: 12/12 | Overall Truss Span
1941 |  | Interior | Attic- unfinished basement-crawlspace | Trusses | Floor Truss | Wood | Replace | Girder Truss | Treated lumber | Slope: 3/12 | Overall Truss Span
1942 |  | Interior | Attic- unfinished basement-crawlspace | Trusses | Floor Truss | Wood | Replace | Girder Truss | Treated lumber | Slope: 4/12 | Overall Truss Span
1943 |  | Interior | Attic- unfinished basement-crawlspace | Trusses | Floor Truss | Wood | Replace | Girder Truss | Treated lumber | Slope: 6/12 | Overall Truss Span
1944 |  | Interior | Attic- unfinished basement-crawlspace | Trusses | Floor Truss | Wood | Replace | Girder Truss | Treated lumber | Slope: 8/12 | Overall Truss Span
1945 |  | Interior | Attic- unfinished basement-crawlspace | Trusses | Floor Truss | Wood | Replace | Girder Truss | Treated lumber | Slope:10/12 | Overall Truss Span
1946 |  | Interior | Attic- unfinished basement-crawlspace | Trusses | Floor Truss | Wood | Replace | Girder Truss | Treated lumber | Slope: 12/12 | Overall Truss Span
1947 |  | Interior | Attic- unfinished basement-crawlspace | Trusses | Floor Truss | Wood | Replace | Girder Truss | Heavy loading | Slope: 3/12 | Overall Truss Span
1948 |  | Interior | Attic- unfinished basement-crawlspace | Trusses | Floor Truss | Wood | Replace | Girder Truss | Heavy loading | Slope: 4/12 | Overall Truss Span
1949 |  | Interior | Attic- unfinished basement-crawlspace | Trusses | Floor Truss | Wood | Replace | Girder Truss | Heavy loading | Slope: 6/12 | Overall Truss Span
1950 |  | Interior | Attic- unfinished basement-crawlspace | Trusses | Floor Truss | Wood | Replace | Girder Truss | Heavy loading | Slope: 8/12 | Overall Truss Span
1951 |  | Interior | Attic- unfinished basement-crawlspace | Trusses | Floor Truss | Wood | Replace | Girder Truss | Heavy loading | Slope:10/12 | Overall Truss Span
1952 |  | Interior | Attic- unfinished basement-crawlspace | Trusses | Floor Truss | Wood | Replace | Girder Truss | Heavy loading | Slope: 12/12 | Overall Truss Span
1953 |  | Interior | Attic- unfinished basement-crawlspace | Trusses | Floor Truss | Wood | Replace | Mono Truss | Standard truss material | Slope: 3/12 | Overall Truss Span
1954 |  | Interior | Attic- unfinished basement-crawlspace | Trusses | Floor Truss | Wood | Replace | Mono Truss | Standard truss material | Slope: 4/12 | Overall Truss Span
1955 |  | Interior | Attic- unfinished basement-crawlspace | Trusses | Floor Truss | Wood | Replace | Mono Truss | Standard truss material | Slope: 6/12 | Overall Truss Span
1956 |  | Interior | Attic- unfinished basement-crawlspace | Trusses | Floor Truss | Wood | Replace | Mono Truss | Standard truss material | Slope: 8/12 | Overall Truss Span
1957 |  | Interior | Attic- unfinished basement-crawlspace | Trusses | Floor Truss | Wood | Replace | Mono Truss | Standard truss material | Slope:10/12 | Overall Truss Span
1958 |  | Interior | Attic- unfinished basement-crawlspace | Trusses | Floor Truss | Wood | Replace | Mono Truss | Standard truss material | Slope: 12/12 | Overall Truss Span
1959 |  | Interior | Attic- unfinished basement-crawlspace | Trusses | Floor Truss | Wood | Replace | Mono Truss | Treated lumber | Slope: 3/12 | Overall Truss Span
1960 |  | Interior | Attic- unfinished basement-crawlspace | Trusses | Floor Truss | Wood | Replace | Mono Truss | Treated lumber | Slope: 4/12 | Overall Truss Span
1961 |  | Interior | Attic- unfinished basement-crawlspace | Trusses | Floor Truss | Wood | Replace | Mono Truss | Treated lumber | Slope: 6/12 | Overall Truss Span
1962 |  | Interior | Attic- unfinished basement-crawlspace | Trusses | Floor Truss | Wood | Replace | Mono Truss | Treated lumber | Slope: 8/12 | Overall Truss Span
1963 |  | Interior | Attic- unfinished basement-crawlspace | Trusses | Floor Truss | Wood | Replace | Mono Truss | Treated lumber | Slope:10/12 | Overall Truss Span
1964 |  | Interior | Attic- unfinished basement-crawlspace | Trusses | Floor Truss | Wood | Replace | Mono Truss | Treated lumber | Slope: 12/12 | Overall Truss Span
1965 |  | Interior | Attic- unfinished basement-crawlspace | Trusses | Floor Truss | Wood | Replace | Mono Truss | Heavy loading | Slope: 3/12 | Overall Truss Span
1966 |  | Interior | Attic- unfinished basement-crawlspace | Trusses | Floor Truss | Wood | Replace | Mono Truss | Heavy loading | Slope: 4/12 | Overall Truss Span
1967 |  | Interior | Attic- unfinished basement-crawlspace | Trusses | Floor Truss | Wood | Replace | Mono Truss | Heavy loading | Slope: 6/12 | Overall Truss Span
1968 |  | Interior | Attic- unfinished basement-crawlspace | Trusses | Floor Truss | Wood | Replace | Mono Truss | Heavy loading | Slope: 8/12 | Overall Truss Span
1969 |  | Interior | Attic- unfinished basement-crawlspace | Trusses | Floor Truss | Wood | Replace | Mono Truss | Heavy loading | Slope:10/12 | Overall Truss Span
1970 |  | Interior | Attic- unfinished basement-crawlspace | Trusses | Floor Truss | Wood | Replace | Mono Truss | Heavy loading | Slope: 12/12 | Overall Truss Span
1971 |  | Interior | Attic- unfinished basement-crawlspace | Trusses | Floor Truss | Wood | Replace | Overbuild-Valley Truss | Standard truss material | Slope: 3/12 | Overall Truss Span
1972 |  | Interior | Attic- unfinished basement-crawlspace | Trusses | Floor Truss | Wood | Replace | Overbuild-Valley Truss | Standard truss material | Slope: 4/12 | Overall Truss Span
1973 |  | Interior | Attic- unfinished basement-crawlspace | Trusses | Floor Truss | Wood | Replace | Overbuild-Valley Truss | Standard truss material | Slope: 6/12 | Overall Truss Span
1974 |  | Interior | Attic- unfinished basement-crawlspace | Trusses | Floor Truss | Wood | Replace | Overbuild-Valley Truss | Standard truss material | Slope: 8/12 | Overall Truss Span
1975 |  | Interior | Attic- unfinished basement-crawlspace | Trusses | Floor Truss | Wood | Replace | Overbuild-Valley Truss | Standard truss material | Slope:10/12 | Overall Truss Span
1976 |  | Interior | Attic- unfinished basement-crawlspace | Trusses | Floor Truss | Wood | Replace | Overbuild-Valley Truss | Standard truss material | Slope: 12/12 | Overall Truss Span
1977 |  | Interior | Attic- unfinished basement-crawlspace | Trusses | Floor Truss | Wood | Replace | Overbuild-Valley Truss | Treated lumber | Slope: 3/12 | Overall Truss Span
1978 |  | Interior | Attic- unfinished basement-crawlspace | Trusses | Floor Truss | Wood | Replace | Overbuild-Valley Truss | Treated lumber | Slope: 4/12 | Overall Truss Span
1979 |  | Interior | Attic- unfinished basement-crawlspace | Trusses | Floor Truss | Wood | Replace | Overbuild-Valley Truss | Treated lumber | Slope: 6/12 | Overall Truss Span
1980 |  | Interior | Attic- unfinished basement-crawlspace | Trusses | Floor Truss | Wood | Replace | Overbuild-Valley Truss | Treated lumber | Slope: 8/12 | Overall Truss Span
1981 |  | Interior | Attic- unfinished basement-crawlspace | Trusses | Floor Truss | Wood | Replace | Overbuild-Valley Truss | Treated lumber | Slope:10/12 | Overall Truss Span
1982 |  | Interior | Attic- unfinished basement-crawlspace | Trusses | Floor Truss | Wood | Replace | Overbuild-Valley Truss | Treated lumber | Slope: 12/12 | Overall Truss Span
1983 |  | Interior | Attic- unfinished basement-crawlspace | Trusses | Floor Truss | Wood | Replace | Overbuild-Valley Truss | Heavy loading | Slope: 3/12 | Overall Truss Span
1984 |  | Interior | Attic- unfinished basement-crawlspace | Trusses | Floor Truss | Wood | Replace | Overbuild-Valley Truss | Heavy loading | Slope: 4/12 | Overall Truss Span
1985 |  | Interior | Attic- unfinished basement-crawlspace | Trusses | Floor Truss | Wood | Replace | Overbuild-Valley Truss | Heavy loading | Slope: 6/12 | Overall Truss Span
1986 |  | Interior | Attic- unfinished basement-crawlspace | Trusses | Floor Truss | Wood | Replace | Overbuild-Valley Truss | Heavy loading | Slope: 8/12 | Overall Truss Span
1987 |  | Interior | Attic- unfinished basement-crawlspace | Trusses | Floor Truss | Wood | Replace | Overbuild-Valley Truss | Heavy loading | Slope:10/12 | Overall Truss Span
1988 |  | Interior | Attic- unfinished basement-crawlspace | Trusses | Floor Truss | Wood | Replace | Overbuild-Valley Truss | Heavy loading | Slope: 12/12 | Overall Truss Span
1989 |  | Interior | Attic- unfinished basement-crawlspace | Trusses | Floor Truss | Wood | Replace | Scissor Truss | Standard truss material | Slope: 3/12 | Overall Truss Span
1990 |  | Interior | Attic- unfinished basement-crawlspace | Trusses | Floor Truss | Wood | Replace | Scissor Truss | Standard truss material | Slope: 4/12 | Overall Truss Span
1991 |  | Interior | Attic- unfinished basement-crawlspace | Trusses | Floor Truss | Wood | Replace | Scissor Truss | Standard truss material | Slope: 6/12 | Overall Truss Span
1992 |  | Interior | Attic- unfinished basement-crawlspace | Trusses | Floor Truss | Wood | Replace | Scissor Truss | Standard truss material | Slope: 8/12 | Overall Truss Span
1993 |  | Interior | Attic- unfinished basement-crawlspace | Trusses | Floor Truss | Wood | Replace | Scissor Truss | Standard truss material | Slope:10/12 | Overall Truss Span
1994 |  | Interior | Attic- unfinished basement-crawlspace | Trusses | Floor Truss | Wood | Replace | Scissor Truss | Standard truss material | Slope: 12/12 | Overall Truss Span
1995 |  | Interior | Attic- unfinished basement-crawlspace | Trusses | Floor Truss | Wood | Replace | Scissor Truss | Treated lumber | Slope: 3/12 | Overall Truss Span
1996 |  | Interior | Attic- unfinished basement-crawlspace | Trusses | Floor Truss | Wood | Replace | Scissor Truss | Treated lumber | Slope: 4/12 | Overall Truss Span
1997 |  | Interior | Attic- unfinished basement-crawlspace | Trusses | Floor Truss | Wood | Replace | Scissor Truss | Treated lumber | Slope: 6/12 | Overall Truss Span
1998 |  | Interior | Attic- unfinished basement-crawlspace | Trusses | Floor Truss | Wood | Replace | Scissor Truss | Treated lumber | Slope: 8/12 | Overall Truss Span
1999 |  | Interior | Attic- unfinished basement-crawlspace | Trusses | Floor Truss | Wood | Replace | Scissor Truss | Treated lumber | Slope:10/12 | Overall Truss Span
2000 |  | Interior | Attic- unfinished basement-crawlspace | Trusses | Floor Truss | Wood | Replace | Scissor Truss | Treated lumber | Slope: 12/12 | Overall Truss Span
2001 |  | Interior | Attic- unfinished basement-crawlspace | Trusses | Floor Truss | Wood | Replace | Scissor Truss | Heavy loading | Slope: 3/12 | Overall Truss Span
2002 |  | Interior | Attic- unfinished basement-crawlspace | Trusses | Floor Truss | Wood | Replace | Scissor Truss | Heavy loading | Slope: 4/12 | Overall Truss Span
2003 |  | Interior | Attic- unfinished basement-crawlspace | Trusses | Floor Truss | Wood | Replace | Scissor Truss | Heavy loading | Slope: 6/12 | Overall Truss Span
2004 |  | Interior | Attic- unfinished basement-crawlspace | Trusses | Floor Truss | Wood | Replace | Scissor Truss | Heavy loading | Slope: 8/12 | Overall Truss Span
2005 |  | Interior | Attic- unfinished basement-crawlspace | Trusses | Floor Truss | Wood | Replace | Scissor Truss | Heavy loading | Slope:10/12 | Overall Truss Span
2006 |  | Interior | Attic- unfinished basement-crawlspace | Trusses | Floor Truss | Wood | Replace | Scissor Truss | Heavy loading | Slope: 12/12 | Overall Truss Span
2007 |  | Interior | Attic- unfinished basement-crawlspace | Trusses | Floor Truss | Wood | Replace | Stepdown truss | Standard truss material | Slope: 3/12 | Overall Truss Span
2008 |  | Interior | Attic- unfinished basement-crawlspace | Trusses | Floor Truss | Wood | Replace | Stepdown truss | Standard truss material | Slope: 4/12 | Overall Truss Span
2009 |  | Interior | Attic- unfinished basement-crawlspace | Trusses | Floor Truss | Wood | Replace | Stepdown truss | Standard truss material | Slope: 6/12 | Overall Truss Span
2010 |  | Interior | Attic- unfinished basement-crawlspace | Trusses | Floor Truss | Wood | Replace | Stepdown truss | Standard truss material | Slope: 8/12 | Overall Truss Span
2011 |  | Interior | Attic- unfinished basement-crawlspace | Trusses | Floor Truss | Wood | Replace | Stepdown truss | Standard truss material | Slope:10/12 | Overall Truss Span
2012 |  | Interior | Attic- unfinished basement-crawlspace | Trusses | Floor Truss | Wood | Replace | Stepdown truss | Standard truss material | Slope: 12/12 | Overall Truss Span
2013 |  | Interior | Attic- unfinished basement-crawlspace | Trusses | Floor Truss | Wood | Replace | Stepdown truss | Treated lumber | Slope: 3/12 | Overall Truss Span
2014 |  | Interior | Attic- unfinished basement-crawlspace | Trusses | Floor Truss | Wood | Replace | Stepdown truss | Treated lumber | Slope: 4/12 | Overall Truss Span
2015 |  | Interior | Attic- unfinished basement-crawlspace | Trusses | Floor Truss | Wood | Replace | Stepdown truss | Treated lumber | Slope: 6/12 | Overall Truss Span
2016 |  | Interior | Attic- unfinished basement-crawlspace | Trusses | Floor Truss | Wood | Replace | Stepdown truss | Treated lumber | Slope: 8/12 | Overall Truss Span
2017 |  | Interior | Attic- unfinished basement-crawlspace | Trusses | Floor Truss | Wood | Replace | Stepdown truss | Treated lumber | Slope:10/12 | Overall Truss Span
2018 |  | Interior | Attic- unfinished basement-crawlspace | Trusses | Floor Truss | Wood | Replace | Stepdown truss | Treated lumber | Slope: 12/12 | Overall Truss Span
2019 |  | Interior | Attic- unfinished basement-crawlspace | Trusses | Floor Truss | Wood | Replace | Stepdown truss | Heavy loading | Slope: 3/12 | Overall Truss Span
2020 |  | Interior | Attic- unfinished basement-crawlspace | Trusses | Floor Truss | Wood | Replace | Stepdown truss | Heavy loading | Slope: 4/12 | Overall Truss Span
2021 |  | Interior | Attic- unfinished basement-crawlspace | Trusses | Floor Truss | Wood | Replace | Stepdown truss | Heavy loading | Slope: 6/12 | Overall Truss Span
2022 |  | Interior | Attic- unfinished basement-crawlspace | Trusses | Floor Truss | Wood | Replace | Stepdown truss | Heavy loading | Slope: 8/12 | Overall Truss Span
2023 |  | Interior | Attic- unfinished basement-crawlspace | Trusses | Floor Truss | Wood | Replace | Stepdown truss | Heavy loading | Slope:10/12 | Overall Truss Span
2024 |  | Interior | Attic- unfinished basement-crawlspace | Trusses | Floor Truss | Wood | Replace | Stepdown truss | Heavy loading | Slope: 12/12 | Overall Truss Span
2025 |  | Interior | Attic- unfinished basement-crawlspace | Trusses | Floor Truss | Wood | Replace | Gambrel | Standard truss material | Slope: 3/12 | Overall Truss Span
2026 |  | Interior | Attic- unfinished basement-crawlspace | Trusses | Floor Truss | Wood | Replace | Gambrel | Standard truss material | Slope: 4/12 | Overall Truss Span
2027 |  | Interior | Attic- unfinished basement-crawlspace | Trusses | Floor Truss | Wood | Replace | Gambrel | Standard truss material | Slope: 6/12 | Overall Truss Span
2028 |  | Interior | Attic- unfinished basement-crawlspace | Trusses | Floor Truss | Wood | Replace | Gambrel | Standard truss material | Slope: 8/12 | Overall Truss Span
2029 |  | Interior | Attic- unfinished basement-crawlspace | Trusses | Floor Truss | Wood | Replace | Gambrel | Standard truss material | Slope:10/12 | Overall Truss Span
2030 |  | Interior | Attic- unfinished basement-crawlspace | Trusses | Floor Truss | Wood | Replace | Gambrel | Standard truss material | Slope: 12/12 | Overall Truss Span
2031 |  | Interior | Attic- unfinished basement-crawlspace | Trusses | Floor Truss | Wood | Replace | Gambrel | Treated lumber | Slope: 3/12 | Overall Truss Span
2032 |  | Interior | Attic- unfinished basement-crawlspace | Trusses | Floor Truss | Wood | Replace | Gambrel | Treated lumber | Slope: 4/12 | Overall Truss Span
2033 |  | Interior | Attic- unfinished basement-crawlspace | Trusses | Floor Truss | Wood | Replace | Gambrel | Treated lumber | Slope: 6/12 | Overall Truss Span
2034 |  | Interior | Attic- unfinished basement-crawlspace | Trusses | Floor Truss | Wood | Replace | Gambrel | Treated lumber | Slope: 8/12 | Overall Truss Span
2035 |  | Interior | Attic- unfinished basement-crawlspace | Trusses | Floor Truss | Wood | Replace | Gambrel | Treated lumber | Slope:10/12 | Overall Truss Span
2036 |  | Interior | Attic- unfinished basement-crawlspace | Trusses | Floor Truss | Wood | Replace | Gambrel | Treated lumber | Slope: 12/12 | Overall Truss Span
2037 |  | Interior | Attic- unfinished basement-crawlspace | Trusses | Floor Truss | Wood | Replace | Gambrel | Heavy loading | Slope: 3/12 | Overall Truss Span
2038 |  | Interior | Attic- unfinished basement-crawlspace | Trusses | Floor Truss | Wood | Replace | Gambrel | Heavy loading | Slope: 4/12 | Overall Truss Span
2039 |  | Interior | Attic- unfinished basement-crawlspace | Trusses | Floor Truss | Wood | Replace | Gambrel | Heavy loading | Slope: 6/12 | Overall Truss Span
2040 |  | Interior | Attic- unfinished basement-crawlspace | Trusses | Floor Truss | Wood | Replace | Gambrel | Heavy loading | Slope: 8/12 | Overall Truss Span
2041 |  | Interior | Attic- unfinished basement-crawlspace | Trusses | Floor Truss | Wood | Replace | Gambrel | Heavy loading | Slope:10/12 | Overall Truss Span
2042 |  | Interior | Attic- unfinished basement-crawlspace | Trusses | Floor Truss | Wood | Replace | Gambrel | Heavy loading | Slope: 12/12 | Overall Truss Span
2043 |  | Interior | Attic- unfinished basement-crawlspace | Trusses | Floor Truss | Wood | Replace | Flat | Standard truss material | Slope: 3/12 | Overall Truss Span
2044 |  | Interior | Attic- unfinished basement-crawlspace | Trusses | Floor Truss | Wood | Replace | Flat | Standard truss material | Slope: 4/12 | Overall Truss Span
2045 |  | Interior | Attic- unfinished basement-crawlspace | Trusses | Floor Truss | Wood | Replace | Flat | Standard truss material | Slope: 6/12 | Overall Truss Span
2046 |  | Interior | Attic- unfinished basement-crawlspace | Trusses | Floor Truss | Wood | Replace | Flat | Standard truss material | Slope: 8/12 | Overall Truss Span
2047 |  | Interior | Attic- unfinished basement-crawlspace | Trusses | Floor Truss | Wood | Replace | Flat | Standard truss material | Slope:10/12 | Overall Truss Span
2048 |  | Interior | Attic- unfinished basement-crawlspace | Trusses | Floor Truss | Wood | Replace | Flat | Standard truss material | Slope: 12/12 | Overall Truss Span
2049 |  | Interior | Attic- unfinished basement-crawlspace | Trusses | Floor Truss | Wood | Replace | Flat | Treated lumber | Slope: 3/12 | Overall Truss Span
2050 |  | Interior | Attic- unfinished basement-crawlspace | Trusses | Floor Truss | Wood | Replace | Flat | Treated lumber | Slope: 4/12 | Overall Truss Span
2051 |  | Interior | Attic- unfinished basement-crawlspace | Trusses | Floor Truss | Wood | Replace | Flat | Treated lumber | Slope: 6/12 | Overall Truss Span
2052 |  | Interior | Attic- unfinished basement-crawlspace | Trusses | Floor Truss | Wood | Replace | Flat | Treated lumber | Slope: 8/12 | Overall Truss Span
2053 |  | Interior | Attic- unfinished basement-crawlspace | Trusses | Floor Truss | Wood | Replace | Flat | Treated lumber | Slope:10/12 | Overall Truss Span
2054 |  | Interior | Attic- unfinished basement-crawlspace | Trusses | Floor Truss | Wood | Replace | Flat | Treated lumber | Slope: 12/12 | Overall Truss Span
2055 |  | Interior | Attic- unfinished basement-crawlspace | Trusses | Floor Truss | Wood | Replace | Flat | Heavy loading | Slope: 3/12 | Overall Truss Span
2056 |  | Interior | Attic- unfinished basement-crawlspace | Trusses | Floor Truss | Wood | Replace | Flat | Heavy loading | Slope: 4/12 | Overall Truss Span
2057 |  | Interior | Attic- unfinished basement-crawlspace | Trusses | Floor Truss | Wood | Replace | Flat | Heavy loading | Slope: 6/12 | Overall Truss Span
2058 |  | Interior | Attic- unfinished basement-crawlspace | Trusses | Floor Truss | Wood | Replace | Flat | Heavy loading | Slope: 8/12 | Overall Truss Span
2059 |  | Interior | Attic- unfinished basement-crawlspace | Trusses | Floor Truss | Wood | Replace | Flat | Heavy loading | Slope:10/12 | Overall Truss Span
2060 |  | Interior | Attic- unfinished basement-crawlspace | Trusses | Floor Truss | Wood | Replace | Flat | Heavy loading | Slope: 12/12 | Overall Truss Span
2061 |  | Interior | Attic- unfinished basement-crawlspace | Trusses | Floor Truss | Wood | Replace | Standard | Standard truss material | Slope: 3/12 | # of trusses to be replaced
2062 |  | Interior | Attic- unfinished basement-crawlspace | Trusses | Floor Truss | Wood | Replace | Standard | Standard truss material | Slope: 4/12 | # of trusses to be replaced
2063 |  | Interior | Attic- unfinished basement-crawlspace | Trusses | Floor Truss | Wood | Replace | Standard | Standard truss material | Slope: 6/12 | # of trusses to be replaced
2064 |  | Interior | Attic- unfinished basement-crawlspace | Trusses | Floor Truss | Wood | Replace | Standard | Standard truss material | Slope: 8/12 | # of trusses to be replaced
2065 |  | Interior | Attic- unfinished basement-crawlspace | Trusses | Floor Truss | Wood | Replace | Standard | Standard truss material | Slope:10/12 | # of trusses to be replaced
2066 |  | Interior | Attic- unfinished basement-crawlspace | Trusses | Floor Truss | Wood | Replace | Standard | Standard truss material | Slope: 12/12 | # of trusses to be replaced
2067 |  | Interior | Attic- unfinished basement-crawlspace | Trusses | Floor Truss | Wood | Replace | Standard | Treated lumber | Slope: 3/12 | # of trusses to be replaced
2068 |  | Interior | Attic- unfinished basement-crawlspace | Trusses | Floor Truss | Wood | Replace | Standard | Treated lumber | Slope: 4/12 | # of trusses to be replaced
2069 |  | Interior | Attic- unfinished basement-crawlspace | Trusses | Floor Truss | Wood | Replace | Standard | Treated lumber | Slope: 6/12 | # of trusses to be replaced
2070 |  | Interior | Attic- unfinished basement-crawlspace | Trusses | Floor Truss | Wood | Replace | Standard | Treated lumber | Slope: 8/12 | # of trusses to be replaced
2071 |  | Interior | Attic- unfinished basement-crawlspace | Trusses | Floor Truss | Wood | Replace | Standard | Treated lumber | Slope:10/12 | # of trusses to be replaced
2072 |  | Interior | Attic- unfinished basement-crawlspace | Trusses | Floor Truss | Wood | Replace | Standard | Treated lumber | Slope: 12/12 | # of trusses to be replaced
2073 |  | Interior | Attic- unfinished basement-crawlspace | Trusses | Floor Truss | Wood | Replace | Standard | Heavy loading | Slope: 3/12 | # of trusses to be replaced
2074 |  | Interior | Attic- unfinished basement-crawlspace | Trusses | Floor Truss | Wood | Replace | Standard | Heavy loading | Slope: 4/12 | # of trusses to be replaced
2075 |  | Interior | Attic- unfinished basement-crawlspace | Trusses | Floor Truss | Wood | Replace | Standard | Heavy loading | Slope: 6/12 | # of trusses to be replaced
2076 |  | Interior | Attic- unfinished basement-crawlspace | Trusses | Floor Truss | Wood | Replace | Standard | Heavy loading | Slope: 8/12 | # of trusses to be replaced
2077 |  | Interior | Attic- unfinished basement-crawlspace | Trusses | Floor Truss | Wood | Replace | Standard | Heavy loading | Slope:10/12 | # of trusses to be replaced
2078 |  | Interior | Attic- unfinished basement-crawlspace | Trusses | Floor Truss | Wood | Replace | Standard | Heavy loading | Slope: 12/12 | # of trusses to be replaced
2079 |  | Interior | Attic- unfinished basement-crawlspace | Trusses | Floor Truss | Wood | Replace | Attic truss | Standard truss material | Slope: 3/12 | # of trusses to be replaced
2080 |  | Interior | Attic- unfinished basement-crawlspace | Trusses | Floor Truss | Wood | Replace | Attic truss | Standard truss material | Slope: 4/12 | # of trusses to be replaced
2081 |  | Interior | Attic- unfinished basement-crawlspace | Trusses | Floor Truss | Wood | Replace | Attic truss | Standard truss material | Slope: 6/12 | # of trusses to be replaced
2082 |  | Interior | Attic- unfinished basement-crawlspace | Trusses | Floor Truss | Wood | Replace | Attic truss | Standard truss material | Slope: 8/12 | # of trusses to be replaced
2083 |  | Interior | Attic- unfinished basement-crawlspace | Trusses | Floor Truss | Wood | Replace | Attic truss | Standard truss material | Slope:10/12 | # of trusses to be replaced
2084 |  | Interior | Attic- unfinished basement-crawlspace | Trusses | Floor Truss | Wood | Replace | Attic truss | Standard truss material | Slope: 12/12 | # of trusses to be replaced
2085 |  | Interior | Attic- unfinished basement-crawlspace | Trusses | Floor Truss | Wood | Replace | Attic truss | Treated lumber | Slope: 3/12 | # of trusses to be replaced
2086 |  | Interior | Attic- unfinished basement-crawlspace | Trusses | Floor Truss | Wood | Replace | Attic truss | Treated lumber | Slope: 4/12 | # of trusses to be replaced
2087 |  | Interior | Attic- unfinished basement-crawlspace | Trusses | Floor Truss | Wood | Replace | Attic truss | Treated lumber | Slope: 6/12 | # of trusses to be replaced
2088 |  | Interior | Attic- unfinished basement-crawlspace | Trusses | Floor Truss | Wood | Replace | Attic truss | Treated lumber | Slope: 8/12 | # of trusses to be replaced
2089 |  | Interior | Attic- unfinished basement-crawlspace | Trusses | Floor Truss | Wood | Replace | Attic truss | Treated lumber | Slope:10/12 | # of trusses to be replaced
2090 |  | Interior | Attic- unfinished basement-crawlspace | Trusses | Floor Truss | Wood | Replace | Attic truss | Treated lumber | Slope: 12/12 | # of trusses to be replaced
2091 |  | Interior | Attic- unfinished basement-crawlspace | Trusses | Floor Truss | Wood | Replace | Attic truss | Heavy loading | Slope: 3/12 | # of trusses to be replaced
2092 |  | Interior | Attic- unfinished basement-crawlspace | Trusses | Floor Truss | Wood | Replace | Attic truss | Heavy loading | Slope: 4/12 | # of trusses to be replaced
2093 |  | Interior | Attic- unfinished basement-crawlspace | Trusses | Floor Truss | Wood | Replace | Attic truss | Heavy loading | Slope: 6/12 | # of trusses to be replaced
2094 |  | Interior | Attic- unfinished basement-crawlspace | Trusses | Floor Truss | Wood | Replace | Attic truss | Heavy loading | Slope: 8/12 | # of trusses to be replaced
2095 |  | Interior | Attic- unfinished basement-crawlspace | Trusses | Floor Truss | Wood | Replace | Attic truss | Heavy loading | Slope:10/12 | # of trusses to be replaced
2096 |  | Interior | Attic- unfinished basement-crawlspace | Trusses | Floor Truss | Wood | Replace | Attic truss | Heavy loading | Slope: 12/12 | # of trusses to be replaced
2097 |  | Interior | Attic- unfinished basement-crawlspace | Trusses | Floor Truss | Wood | Replace | Girder Truss | Standard truss material | Slope: 3/12 | # of trusses to be replaced
2098 |  | Interior | Attic- unfinished basement-crawlspace | Trusses | Floor Truss | Wood | Replace | Girder Truss | Standard truss material | Slope: 4/12 | # of trusses to be replaced
2099 |  | Interior | Attic- unfinished basement-crawlspace | Trusses | Floor Truss | Wood | Replace | Girder Truss | Standard truss material | Slope: 6/12 | # of trusses to be replaced
2100 |  | Interior | Attic- unfinished basement-crawlspace | Trusses | Floor Truss | Wood | Replace | Girder Truss | Standard truss material | Slope: 8/12 | # of trusses to be replaced
2101 |  | Interior | Attic- unfinished basement-crawlspace | Trusses | Floor Truss | Wood | Replace | Girder Truss | Standard truss material | Slope:10/12 | # of trusses to be replaced
2102 |  | Interior | Attic- unfinished basement-crawlspace | Trusses | Floor Truss | Wood | Replace | Girder Truss | Standard truss material | Slope: 12/12 | # of trusses to be replaced
2103 |  | Interior | Attic- unfinished basement-crawlspace | Trusses | Floor Truss | Wood | Replace | Girder Truss | Treated lumber | Slope: 3/12 | # of trusses to be replaced
2104 |  | Interior | Attic- unfinished basement-crawlspace | Trusses | Floor Truss | Wood | Replace | Girder Truss | Treated lumber | Slope: 4/12 | # of trusses to be replaced
2105 |  | Interior | Attic- unfinished basement-crawlspace | Trusses | Floor Truss | Wood | Replace | Girder Truss | Treated lumber | Slope: 6/12 | # of trusses to be replaced
2106 |  | Interior | Attic- unfinished basement-crawlspace | Trusses | Floor Truss | Wood | Replace | Girder Truss | Treated lumber | Slope: 8/12 | # of trusses to be replaced
2107 |  | Interior | Attic- unfinished basement-crawlspace | Trusses | Floor Truss | Wood | Replace | Girder Truss | Treated lumber | Slope:10/12 | # of trusses to be replaced
2108 |  | Interior | Attic- unfinished basement-crawlspace | Trusses | Floor Truss | Wood | Replace | Girder Truss | Treated lumber | Slope: 12/12 | # of trusses to be replaced
2109 |  | Interior | Attic- unfinished basement-crawlspace | Trusses | Floor Truss | Wood | Replace | Girder Truss | Heavy loading | Slope: 3/12 | # of trusses to be replaced
2110 |  | Interior | Attic- unfinished basement-crawlspace | Trusses | Floor Truss | Wood | Replace | Girder Truss | Heavy loading | Slope: 4/12 | # of trusses to be replaced
2111 |  | Interior | Attic- unfinished basement-crawlspace | Trusses | Floor Truss | Wood | Replace | Girder Truss | Heavy loading | Slope: 6/12 | # of trusses to be replaced
2112 |  | Interior | Attic- unfinished basement-crawlspace | Trusses | Floor Truss | Wood | Replace | Girder Truss | Heavy loading | Slope: 8/12 | # of trusses to be replaced
2113 |  | Interior | Attic- unfinished basement-crawlspace | Trusses | Floor Truss | Wood | Replace | Girder Truss | Heavy loading | Slope:10/12 | # of trusses to be replaced
2114 |  | Interior | Attic- unfinished basement-crawlspace | Trusses | Floor Truss | Wood | Replace | Girder Truss | Heavy loading | Slope: 12/12 | # of trusses to be replaced
2115 |  | Interior | Attic- unfinished basement-crawlspace | Trusses | Floor Truss | Wood | Replace | Mono Truss | Standard truss material | Slope: 3/12 | # of trusses to be replaced
2116 |  | Interior | Attic- unfinished basement-crawlspace | Trusses | Floor Truss | Wood | Replace | Mono Truss | Standard truss material | Slope: 4/12 | # of trusses to be replaced
2117 |  | Interior | Attic- unfinished basement-crawlspace | Trusses | Floor Truss | Wood | Replace | Mono Truss | Standard truss material | Slope: 6/12 | # of trusses to be replaced
2118 |  | Interior | Attic- unfinished basement-crawlspace | Trusses | Floor Truss | Wood | Replace | Mono Truss | Standard truss material | Slope: 8/12 | # of trusses to be replaced
2119 |  | Interior | Attic- unfinished basement-crawlspace | Trusses | Floor Truss | Wood | Replace | Mono Truss | Standard truss material | Slope:10/12 | # of trusses to be replaced
2120 |  | Interior | Attic- unfinished basement-crawlspace | Trusses | Floor Truss | Wood | Replace | Mono Truss | Standard truss material | Slope: 12/12 | # of trusses to be replaced
2121 |  | Interior | Attic- unfinished basement-crawlspace | Trusses | Floor Truss | Wood | Replace | Mono Truss | Treated lumber | Slope: 3/12 | # of trusses to be replaced
2122 |  | Interior | Attic- unfinished basement-crawlspace | Trusses | Floor Truss | Wood | Replace | Mono Truss | Treated lumber | Slope: 4/12 | # of trusses to be replaced
2123 |  | Interior | Attic- unfinished basement-crawlspace | Trusses | Floor Truss | Wood | Replace | Mono Truss | Treated lumber | Slope: 6/12 | # of trusses to be replaced
2124 |  | Interior | Attic- unfinished basement-crawlspace | Trusses | Floor Truss | Wood | Replace | Mono Truss | Treated lumber | Slope: 8/12 | # of trusses to be replaced
2125 |  | Interior | Attic- unfinished basement-crawlspace | Trusses | Floor Truss | Wood | Replace | Mono Truss | Treated lumber | Slope:10/12 | # of trusses to be replaced
2126 |  | Interior | Attic- unfinished basement-crawlspace | Trusses | Floor Truss | Wood | Replace | Mono Truss | Treated lumber | Slope: 12/12 | # of trusses to be replaced
2127 |  | Interior | Attic- unfinished basement-crawlspace | Trusses | Floor Truss | Wood | Replace | Mono Truss | Heavy loading | Slope: 3/12 | # of trusses to be replaced
2128 |  | Interior | Attic- unfinished basement-crawlspace | Trusses | Floor Truss | Wood | Replace | Mono Truss | Heavy loading | Slope: 4/12 | # of trusses to be replaced
2129 |  | Interior | Attic- unfinished basement-crawlspace | Trusses | Floor Truss | Wood | Replace | Mono Truss | Heavy loading | Slope: 6/12 | # of trusses to be replaced
2130 |  | Interior | Attic- unfinished basement-crawlspace | Trusses | Floor Truss | Wood | Replace | Mono Truss | Heavy loading | Slope: 8/12 | # of trusses to be replaced
2131 |  | Interior | Attic- unfinished basement-crawlspace | Trusses | Floor Truss | Wood | Replace | Mono Truss | Heavy loading | Slope:10/12 | # of trusses to be replaced
2132 |  | Interior | Attic- unfinished basement-crawlspace | Trusses | Floor Truss | Wood | Replace | Mono Truss | Heavy loading | Slope: 12/12 | # of trusses to be replaced
2133 |  | Interior | Attic- unfinished basement-crawlspace | Trusses | Floor Truss | Wood | Replace | Overbuild-Valley Truss | Standard truss material | Slope: 3/12 | # of trusses to be replaced
2134 |  | Interior | Attic- unfinished basement-crawlspace | Trusses | Floor Truss | Wood | Replace | Overbuild-Valley Truss | Standard truss material | Slope: 4/12 | # of trusses to be replaced
2135 |  | Interior | Attic- unfinished basement-crawlspace | Trusses | Floor Truss | Wood | Replace | Overbuild-Valley Truss | Standard truss material | Slope: 6/12 | # of trusses to be replaced
2136 |  | Interior | Attic- unfinished basement-crawlspace | Trusses | Floor Truss | Wood | Replace | Overbuild-Valley Truss | Standard truss material | Slope: 8/12 | # of trusses to be replaced
2137 |  | Interior | Attic- unfinished basement-crawlspace | Trusses | Floor Truss | Wood | Replace | Overbuild-Valley Truss | Standard truss material | Slope:10/12 | # of trusses to be replaced
2138 |  | Interior | Attic- unfinished basement-crawlspace | Trusses | Floor Truss | Wood | Replace | Overbuild-Valley Truss | Standard truss material | Slope: 12/12 | # of trusses to be replaced
2139 |  | Interior | Attic- unfinished basement-crawlspace | Trusses | Floor Truss | Wood | Replace | Overbuild-Valley Truss | Treated lumber | Slope: 3/12 | # of trusses to be replaced
2140 |  | Interior | Attic- unfinished basement-crawlspace | Trusses | Floor Truss | Wood | Replace | Overbuild-Valley Truss | Treated lumber | Slope: 4/12 | # of trusses to be replaced
2141 |  | Interior | Attic- unfinished basement-crawlspace | Trusses | Floor Truss | Wood | Replace | Overbuild-Valley Truss | Treated lumber | Slope: 6/12 | # of trusses to be replaced
2142 |  | Interior | Attic- unfinished basement-crawlspace | Trusses | Floor Truss | Wood | Replace | Overbuild-Valley Truss | Treated lumber | Slope: 8/12 | # of trusses to be replaced
2143 |  | Interior | Attic- unfinished basement-crawlspace | Trusses | Floor Truss | Wood | Replace | Overbuild-Valley Truss | Treated lumber | Slope:10/12 | # of trusses to be replaced
2144 |  | Interior | Attic- unfinished basement-crawlspace | Trusses | Floor Truss | Wood | Replace | Overbuild-Valley Truss | Treated lumber | Slope: 12/12 | # of trusses to be replaced
2145 |  | Interior | Attic- unfinished basement-crawlspace | Trusses | Floor Truss | Wood | Replace | Overbuild-Valley Truss | Heavy loading | Slope: 3/12 | # of trusses to be replaced
2146 |  | Interior | Attic- unfinished basement-crawlspace | Trusses | Floor Truss | Wood | Replace | Overbuild-Valley Truss | Heavy loading | Slope: 4/12 | # of trusses to be replaced
2147 |  | Interior | Attic- unfinished basement-crawlspace | Trusses | Floor Truss | Wood | Replace | Overbuild-Valley Truss | Heavy loading | Slope: 6/12 | # of trusses to be replaced
2148 |  | Interior | Attic- unfinished basement-crawlspace | Trusses | Floor Truss | Wood | Replace | Overbuild-Valley Truss | Heavy loading | Slope: 8/12 | # of trusses to be replaced
2149 |  | Interior | Attic- unfinished basement-crawlspace | Trusses | Floor Truss | Wood | Replace | Overbuild-Valley Truss | Heavy loading | Slope:10/12 | # of trusses to be replaced
2150 |  | Interior | Attic- unfinished basement-crawlspace | Trusses | Floor Truss | Wood | Replace | Overbuild-Valley Truss | Heavy loading | Slope: 12/12 | # of trusses to be replaced
2151 |  | Interior | Attic- unfinished basement-crawlspace | Trusses | Floor Truss | Wood | Replace | Scissor Truss | Standard truss material | Slope: 3/12 | # of trusses to be replaced
2152 |  | Interior | Attic- unfinished basement-crawlspace | Trusses | Floor Truss | Wood | Replace | Scissor Truss | Standard truss material | Slope: 4/12 | # of trusses to be replaced
2153 |  | Interior | Attic- unfinished basement-crawlspace | Trusses | Floor Truss | Wood | Replace | Scissor Truss | Standard truss material | Slope: 6/12 | # of trusses to be replaced
2154 |  | Interior | Attic- unfinished basement-crawlspace | Trusses | Floor Truss | Wood | Replace | Scissor Truss | Standard truss material | Slope: 8/12 | # of trusses to be replaced
2155 |  | Interior | Attic- unfinished basement-crawlspace | Trusses | Floor Truss | Wood | Replace | Scissor Truss | Standard truss material | Slope:10/12 | # of trusses to be replaced
2156 |  | Interior | Attic- unfinished basement-crawlspace | Trusses | Floor Truss | Wood | Replace | Scissor Truss | Standard truss material | Slope: 12/12 | # of trusses to be replaced
2157 |  | Interior | Attic- unfinished basement-crawlspace | Trusses | Floor Truss | Wood | Replace | Scissor Truss | Treated lumber | Slope: 3/12 | # of trusses to be replaced
2158 |  | Interior | Attic- unfinished basement-crawlspace | Trusses | Floor Truss | Wood | Replace | Scissor Truss | Treated lumber | Slope: 4/12 | # of trusses to be replaced
2159 |  | Interior | Attic- unfinished basement-crawlspace | Trusses | Floor Truss | Wood | Replace | Scissor Truss | Treated lumber | Slope: 6/12 | # of trusses to be replaced
2160 |  | Interior | Attic- unfinished basement-crawlspace | Trusses | Floor Truss | Wood | Replace | Scissor Truss | Treated lumber | Slope: 8/12 | # of trusses to be replaced
2161 |  | Interior | Attic- unfinished basement-crawlspace | Trusses | Floor Truss | Wood | Replace | Scissor Truss | Treated lumber | Slope:10/12 | # of trusses to be replaced
2162 |  | Interior | Attic- unfinished basement-crawlspace | Trusses | Floor Truss | Wood | Replace | Scissor Truss | Treated lumber | Slope: 12/12 | # of trusses to be replaced
2163 |  | Interior | Attic- unfinished basement-crawlspace | Trusses | Floor Truss | Wood | Replace | Scissor Truss | Heavy loading | Slope: 3/12 | # of trusses to be replaced
2164 |  | Interior | Attic- unfinished basement-crawlspace | Trusses | Floor Truss | Wood | Replace | Scissor Truss | Heavy loading | Slope: 4/12 | # of trusses to be replaced
2165 |  | Interior | Attic- unfinished basement-crawlspace | Trusses | Floor Truss | Wood | Replace | Scissor Truss | Heavy loading | Slope: 6/12 | # of trusses to be replaced
2166 |  | Interior | Attic- unfinished basement-crawlspace | Trusses | Floor Truss | Wood | Replace | Scissor Truss | Heavy loading | Slope: 8/12 | # of trusses to be replaced
2167 |  | Interior | Attic- unfinished basement-crawlspace | Trusses | Floor Truss | Wood | Replace | Scissor Truss | Heavy loading | Slope:10/12 | # of trusses to be replaced
2168 |  | Interior | Attic- unfinished basement-crawlspace | Trusses | Floor Truss | Wood | Replace | Scissor Truss | Heavy loading | Slope: 12/12 | # of trusses to be replaced
2169 |  | Interior | Attic- unfinished basement-crawlspace | Trusses | Floor Truss | Wood | Replace | Stepdown truss | Standard truss material | Slope: 3/12 | # of trusses to be replaced
2170 |  | Interior | Attic- unfinished basement-crawlspace | Trusses | Floor Truss | Wood | Replace | Stepdown truss | Standard truss material | Slope: 4/12 | # of trusses to be replaced
2171 |  | Interior | Attic- unfinished basement-crawlspace | Trusses | Floor Truss | Wood | Replace | Stepdown truss | Standard truss material | Slope: 6/12 | # of trusses to be replaced
2172 |  | Interior | Attic- unfinished basement-crawlspace | Trusses | Floor Truss | Wood | Replace | Stepdown truss | Standard truss material | Slope: 8/12 | # of trusses to be replaced
2173 |  | Interior | Attic- unfinished basement-crawlspace | Trusses | Floor Truss | Wood | Replace | Stepdown truss | Standard truss material | Slope:10/12 | # of trusses to be replaced
2174 |  | Interior | Attic- unfinished basement-crawlspace | Trusses | Floor Truss | Wood | Replace | Stepdown truss | Standard truss material | Slope: 12/12 | # of trusses to be replaced
2175 |  | Interior | Attic- unfinished basement-crawlspace | Trusses | Floor Truss | Wood | Replace | Stepdown truss | Treated lumber | Slope: 3/12 | # of trusses to be replaced
2176 |  | Interior | Attic- unfinished basement-crawlspace | Trusses | Floor Truss | Wood | Replace | Stepdown truss | Treated lumber | Slope: 4/12 | # of trusses to be replaced
2177 |  | Interior | Attic- unfinished basement-crawlspace | Trusses | Floor Truss | Wood | Replace | Stepdown truss | Treated lumber | Slope: 6/12 | # of trusses to be replaced
2178 |  | Interior | Attic- unfinished basement-crawlspace | Trusses | Floor Truss | Wood | Replace | Stepdown truss | Treated lumber | Slope: 8/12 | # of trusses to be replaced
2179 |  | Interior | Attic- unfinished basement-crawlspace | Trusses | Floor Truss | Wood | Replace | Stepdown truss | Treated lumber | Slope:10/12 | # of trusses to be replaced
2180 |  | Interior | Attic- unfinished basement-crawlspace | Trusses | Floor Truss | Wood | Replace | Stepdown truss | Treated lumber | Slope: 12/12 | # of trusses to be replaced
2181 |  | Interior | Attic- unfinished basement-crawlspace | Trusses | Floor Truss | Wood | Replace | Stepdown truss | Heavy loading | Slope: 3/12 | # of trusses to be replaced
2182 |  | Interior | Attic- unfinished basement-crawlspace | Trusses | Floor Truss | Wood | Replace | Stepdown truss | Heavy loading | Slope: 4/12 | # of trusses to be replaced
2183 |  | Interior | Attic- unfinished basement-crawlspace | Trusses | Floor Truss | Wood | Replace | Stepdown truss | Heavy loading | Slope: 6/12 | # of trusses to be replaced
2184 |  | Interior | Attic- unfinished basement-crawlspace | Trusses | Floor Truss | Wood | Replace | Stepdown truss | Heavy loading | Slope: 8/12 | # of trusses to be replaced
2185 |  | Interior | Attic- unfinished basement-crawlspace | Trusses | Floor Truss | Wood | Replace | Stepdown truss | Heavy loading | Slope:10/12 | # of trusses to be replaced
2186 |  | Interior | Attic- unfinished basement-crawlspace | Trusses | Floor Truss | Wood | Replace | Stepdown truss | Heavy loading | Slope: 12/12 | # of trusses to be replaced
2187 |  | Interior | Attic- unfinished basement-crawlspace | Trusses | Floor Truss | Wood | Replace | Gambrel | Standard truss material | Slope: 3/12 | # of trusses to be replaced
2188 |  | Interior | Attic- unfinished basement-crawlspace | Trusses | Floor Truss | Wood | Replace | Gambrel | Standard truss material | Slope: 4/12 | # of trusses to be replaced
2189 |  | Interior | Attic- unfinished basement-crawlspace | Trusses | Floor Truss | Wood | Replace | Gambrel | Standard truss material | Slope: 6/12 | # of trusses to be replaced
2190 |  | Interior | Attic- unfinished basement-crawlspace | Trusses | Floor Truss | Wood | Replace | Gambrel | Standard truss material | Slope: 8/12 | # of trusses to be replaced
2191 |  | Interior | Attic- unfinished basement-crawlspace | Trusses | Floor Truss | Wood | Replace | Gambrel | Standard truss material | Slope:10/12 | # of trusses to be replaced
2192 |  | Interior | Attic- unfinished basement-crawlspace | Trusses | Floor Truss | Wood | Replace | Gambrel | Standard truss material | Slope: 12/12 | # of trusses to be replaced
2193 |  | Interior | Attic- unfinished basement-crawlspace | Trusses | Floor Truss | Wood | Replace | Gambrel | Treated lumber | Slope: 3/12 | # of trusses to be replaced
2194 |  | Interior | Attic- unfinished basement-crawlspace | Trusses | Floor Truss | Wood | Replace | Gambrel | Treated lumber | Slope: 4/12 | # of trusses to be replaced
2195 |  | Interior | Attic- unfinished basement-crawlspace | Trusses | Floor Truss | Wood | Replace | Gambrel | Treated lumber | Slope: 6/12 | # of trusses to be replaced
2196 |  | Interior | Attic- unfinished basement-crawlspace | Trusses | Floor Truss | Wood | Replace | Gambrel | Treated lumber | Slope: 8/12 | # of trusses to be replaced
2197 |  | Interior | Attic- unfinished basement-crawlspace | Trusses | Floor Truss | Wood | Replace | Gambrel | Treated lumber | Slope:10/12 | # of trusses to be replaced
2198 |  | Interior | Attic- unfinished basement-crawlspace | Trusses | Floor Truss | Wood | Replace | Gambrel | Treated lumber | Slope: 12/12 | # of trusses to be replaced
2199 |  | Interior | Attic- unfinished basement-crawlspace | Trusses | Floor Truss | Wood | Replace | Gambrel | Heavy loading | Slope: 3/12 | # of trusses to be replaced
2200 |  | Interior | Attic- unfinished basement-crawlspace | Trusses | Floor Truss | Wood | Replace | Gambrel | Heavy loading | Slope: 4/12 | # of trusses to be replaced
2201 |  | Interior | Attic- unfinished basement-crawlspace | Trusses | Floor Truss | Wood | Replace | Gambrel | Heavy loading | Slope: 6/12 | # of trusses to be replaced
2202 |  | Interior | Attic- unfinished basement-crawlspace | Trusses | Floor Truss | Wood | Replace | Gambrel | Heavy loading | Slope: 8/12 | # of trusses to be replaced
2203 |  | Interior | Attic- unfinished basement-crawlspace | Trusses | Floor Truss | Wood | Replace | Gambrel | Heavy loading | Slope:10/12 | # of trusses to be replaced
2204 |  | Interior | Attic- unfinished basement-crawlspace | Trusses | Floor Truss | Wood | Replace | Gambrel | Heavy loading | Slope: 12/12 | # of trusses to be replaced
2205 |  | Interior | Attic- unfinished basement-crawlspace | Trusses | Floor Truss | Wood | Replace | Flat | Standard truss material | Slope: 3/12 | # of trusses to be replaced
2206 |  | Interior | Attic- unfinished basement-crawlspace | Trusses | Floor Truss | Wood | Replace | Flat | Standard truss material | Slope: 4/12 | # of trusses to be replaced
2207 |  | Interior | Attic- unfinished basement-crawlspace | Trusses | Floor Truss | Wood | Replace | Flat | Standard truss material | Slope: 6/12 | # of trusses to be replaced
2208 |  | Interior | Attic- unfinished basement-crawlspace | Trusses | Floor Truss | Wood | Replace | Flat | Standard truss material | Slope: 8/12 | # of trusses to be replaced
2209 |  | Interior | Attic- unfinished basement-crawlspace | Trusses | Floor Truss | Wood | Replace | Flat | Standard truss material | Slope:10/12 | # of trusses to be replaced
2210 |  | Interior | Attic- unfinished basement-crawlspace | Trusses | Floor Truss | Wood | Replace | Flat | Standard truss material | Slope: 12/12 | # of trusses to be replaced
2211 |  | Interior | Attic- unfinished basement-crawlspace | Trusses | Floor Truss | Wood | Replace | Flat | Treated lumber | Slope: 3/12 | # of trusses to be replaced
2212 |  | Interior | Attic- unfinished basement-crawlspace | Trusses | Floor Truss | Wood | Replace | Flat | Treated lumber | Slope: 4/12 | # of trusses to be replaced
2213 |  | Interior | Attic- unfinished basement-crawlspace | Trusses | Floor Truss | Wood | Replace | Flat | Treated lumber | Slope: 6/12 | # of trusses to be replaced
2214 |  | Interior | Attic- unfinished basement-crawlspace | Trusses | Floor Truss | Wood | Replace | Flat | Treated lumber | Slope: 8/12 | # of trusses to be replaced
2215 |  | Interior | Attic- unfinished basement-crawlspace | Trusses | Floor Truss | Wood | Replace | Flat | Treated lumber | Slope:10/12 | # of trusses to be replaced
2216 |  | Interior | Attic- unfinished basement-crawlspace | Trusses | Floor Truss | Wood | Replace | Flat | Treated lumber | Slope: 12/12 | # of trusses to be replaced
2217 |  | Interior | Attic- unfinished basement-crawlspace | Trusses | Floor Truss | Wood | Replace | Flat | Heavy loading | Slope: 3/12 | # of trusses to be replaced
2218 |  | Interior | Attic- unfinished basement-crawlspace | Trusses | Floor Truss | Wood | Replace | Flat | Heavy loading | Slope: 4/12 | # of trusses to be replaced
2219 |  | Interior | Attic- unfinished basement-crawlspace | Trusses | Floor Truss | Wood | Replace | Flat | Heavy loading | Slope: 6/12 | # of trusses to be replaced
2220 |  | Interior | Attic- unfinished basement-crawlspace | Trusses | Floor Truss | Wood | Replace | Flat | Heavy loading | Slope: 8/12 | # of trusses to be replaced
2221 |  | Interior | Attic- unfinished basement-crawlspace | Trusses | Floor Truss | Wood | Replace | Flat | Heavy loading | Slope:10/12 | # of trusses to be replaced
2222 |  | Interior | Attic- unfinished basement-crawlspace | Trusses | Floor Truss | Wood | Replace | Flat | Heavy loading | Slope: 12/12 | # of trusses to be replaced
2223 |  | Interior | Attic- unfinished basement-crawlspace | Trusses | Floor Truss | Wood | Replace | Standard | Standard truss material | Slope: 3/12 | Truss Strap/Anchor present | # Truss strap / Anchor
2224 |  | Interior | Attic- unfinished basement-crawlspace | Trusses | Floor Truss | Wood | Replace | Standard | Standard truss material | Slope: 4/12 | Truss Strap/Anchor present | # Truss strap / Anchor
2225 |  | Interior | Attic- unfinished basement-crawlspace | Trusses | Floor Truss | Wood | Replace | Standard | Standard truss material | Slope: 6/12 | Truss Strap/Anchor present | # Truss strap / Anchor
2226 |  | Interior | Attic- unfinished basement-crawlspace | Trusses | Floor Truss | Wood | Replace | Standard | Standard truss material | Slope: 8/12 | Truss Strap/Anchor present | # Truss strap / Anchor
2227 |  | Interior | Attic- unfinished basement-crawlspace | Trusses | Floor Truss | Wood | Replace | Standard | Standard truss material | Slope:10/12 | Truss Strap/Anchor present | # Truss strap / Anchor
2228 |  | Interior | Attic- unfinished basement-crawlspace | Trusses | Floor Truss | Wood | Replace | Standard | Standard truss material | Slope: 12/12 | Truss Strap/Anchor present | # Truss strap / Anchor
2229 |  | Interior | Attic- unfinished basement-crawlspace | Trusses | Floor Truss | Wood | Replace | Standard | Treated lumber | Slope: 3/12 | Truss Strap/Anchor present | # Truss strap / Anchor
2230 |  | Interior | Attic- unfinished basement-crawlspace | Trusses | Floor Truss | Wood | Replace | Standard | Treated lumber | Slope: 4/12 | Truss Strap/Anchor present | # Truss strap / Anchor
2231 |  | Interior | Attic- unfinished basement-crawlspace | Trusses | Floor Truss | Wood | Replace | Standard | Treated lumber | Slope: 6/12 | Truss Strap/Anchor present | # Truss strap / Anchor
2232 |  | Interior | Attic- unfinished basement-crawlspace | Trusses | Floor Truss | Wood | Replace | Standard | Treated lumber | Slope: 8/12 | Truss Strap/Anchor present | # Truss strap / Anchor
2233 |  | Interior | Attic- unfinished basement-crawlspace | Trusses | Floor Truss | Wood | Replace | Standard | Treated lumber | Slope:10/12 | Truss Strap/Anchor present | # Truss strap / Anchor
2234 |  | Interior | Attic- unfinished basement-crawlspace | Trusses | Floor Truss | Wood | Replace | Standard | Treated lumber | Slope: 12/12 | Truss Strap/Anchor present | # Truss strap / Anchor
2235 |  | Interior | Attic- unfinished basement-crawlspace | Trusses | Floor Truss | Wood | Replace | Standard | Heavy loading | Slope: 3/12 | Truss Strap/Anchor present | # Truss strap / Anchor
2236 |  | Interior | Attic- unfinished basement-crawlspace | Trusses | Floor Truss | Wood | Replace | Standard | Heavy loading | Slope: 4/12 | Truss Strap/Anchor present | # Truss strap / Anchor
2237 |  | Interior | Attic- unfinished basement-crawlspace | Trusses | Floor Truss | Wood | Replace | Standard | Heavy loading | Slope: 6/12 | Truss Strap/Anchor present | # Truss strap / Anchor
2238 |  | Interior | Attic- unfinished basement-crawlspace | Trusses | Floor Truss | Wood | Replace | Standard | Heavy loading | Slope: 8/12 | Truss Strap/Anchor present | # Truss strap / Anchor
2239 |  | Interior | Attic- unfinished basement-crawlspace | Trusses | Floor Truss | Wood | Replace | Standard | Heavy loading | Slope:10/12 | Truss Strap/Anchor present | # Truss strap / Anchor
2240 |  | Interior | Attic- unfinished basement-crawlspace | Trusses | Floor Truss | Wood | Replace | Standard | Heavy loading | Slope: 12/12 | Truss Strap/Anchor present | # Truss strap / Anchor
2241 |  | Interior | Attic- unfinished basement-crawlspace | Trusses | Floor Truss | Wood | Replace | Attic truss | Standard truss material | Slope: 3/12 | Truss Strap/Anchor present | # Truss strap / Anchor
2242 |  | Interior | Attic- unfinished basement-crawlspace | Trusses | Floor Truss | Wood | Replace | Attic truss | Standard truss material | Slope: 4/12 | Truss Strap/Anchor present | # Truss strap / Anchor
2243 |  | Interior | Attic- unfinished basement-crawlspace | Trusses | Floor Truss | Wood | Replace | Attic truss | Standard truss material | Slope: 6/12 | Truss Strap/Anchor present | # Truss strap / Anchor
2244 |  | Interior | Attic- unfinished basement-crawlspace | Trusses | Floor Truss | Wood | Replace | Attic truss | Standard truss material | Slope: 8/12 | Truss Strap/Anchor present | # Truss strap / Anchor
2245 |  | Interior | Attic- unfinished basement-crawlspace | Trusses | Floor Truss | Wood | Replace | Attic truss | Standard truss material | Slope:10/12 | Truss Strap/Anchor present | # Truss strap / Anchor
2246 |  | Interior | Attic- unfinished basement-crawlspace | Trusses | Floor Truss | Wood | Replace | Attic truss | Standard truss material | Slope: 12/12 | Truss Strap/Anchor present | # Truss strap / Anchor
2247 |  | Interior | Attic- unfinished basement-crawlspace | Trusses | Floor Truss | Wood | Replace | Attic truss | Treated lumber | Slope: 3/12 | Truss Strap/Anchor present | # Truss strap / Anchor
2248 |  | Interior | Attic- unfinished basement-crawlspace | Trusses | Floor Truss | Wood | Replace | Attic truss | Treated lumber | Slope: 4/12 | Truss Strap/Anchor present | # Truss strap / Anchor
2249 |  | Interior | Attic- unfinished basement-crawlspace | Trusses | Floor Truss | Wood | Replace | Attic truss | Treated lumber | Slope: 6/12 | Truss Strap/Anchor present | # Truss strap / Anchor
2250 |  | Interior | Attic- unfinished basement-crawlspace | Trusses | Floor Truss | Wood | Replace | Attic truss | Treated lumber | Slope: 8/12 | Truss Strap/Anchor present | # Truss strap / Anchor
2251 |  | Interior | Attic- unfinished basement-crawlspace | Trusses | Floor Truss | Wood | Replace | Attic truss | Treated lumber | Slope:10/12 | Truss Strap/Anchor present | # Truss strap / Anchor
2252 |  | Interior | Attic- unfinished basement-crawlspace | Trusses | Floor Truss | Wood | Replace | Attic truss | Treated lumber | Slope: 12/12 | Truss Strap/Anchor present | # Truss strap / Anchor
2253 |  | Interior | Attic- unfinished basement-crawlspace | Trusses | Floor Truss | Wood | Replace | Attic truss | Heavy loading | Slope: 3/12 | Truss Strap/Anchor present | # Truss strap / Anchor
2254 |  | Interior | Attic- unfinished basement-crawlspace | Trusses | Floor Truss | Wood | Replace | Attic truss | Heavy loading | Slope: 4/12 | Truss Strap/Anchor present | # Truss strap / Anchor
2255 |  | Interior | Attic- unfinished basement-crawlspace | Trusses | Floor Truss | Wood | Replace | Attic truss | Heavy loading | Slope: 6/12 | Truss Strap/Anchor present | # Truss strap / Anchor
2256 |  | Interior | Attic- unfinished basement-crawlspace | Trusses | Floor Truss | Wood | Replace | Attic truss | Heavy loading | Slope: 8/12 | Truss Strap/Anchor present | # Truss strap / Anchor
2257 |  | Interior | Attic- unfinished basement-crawlspace | Trusses | Floor Truss | Wood | Replace | Attic truss | Heavy loading | Slope:10/12 | Truss Strap/Anchor present | # Truss strap / Anchor
2258 |  | Interior | Attic- unfinished basement-crawlspace | Trusses | Floor Truss | Wood | Replace | Attic truss | Heavy loading | Slope: 12/12 | Truss Strap/Anchor present | # Truss strap / Anchor
2259 |  | Interior | Attic- unfinished basement-crawlspace | Trusses | Floor Truss | Wood | Replace | Girder Truss | Standard truss material | Slope: 3/12 | Truss Strap/Anchor present | # Truss strap / Anchor
2260 |  | Interior | Attic- unfinished basement-crawlspace | Trusses | Floor Truss | Wood | Replace | Girder Truss | Standard truss material | Slope: 4/12 | Truss Strap/Anchor present | # Truss strap / Anchor
2261 |  | Interior | Attic- unfinished basement-crawlspace | Trusses | Floor Truss | Wood | Replace | Girder Truss | Standard truss material | Slope: 6/12 | Truss Strap/Anchor present | # Truss strap / Anchor
2262 |  | Interior | Attic- unfinished basement-crawlspace | Trusses | Floor Truss | Wood | Replace | Girder Truss | Standard truss material | Slope: 8/12 | Truss Strap/Anchor present | # Truss strap / Anchor
2263 |  | Interior | Attic- unfinished basement-crawlspace | Trusses | Floor Truss | Wood | Replace | Girder Truss | Standard truss material | Slope:10/12 | Truss Strap/Anchor present | # Truss strap / Anchor
2264 |  | Interior | Attic- unfinished basement-crawlspace | Trusses | Floor Truss | Wood | Replace | Girder Truss | Standard truss material | Slope: 12/12 | Truss Strap/Anchor present | # Truss strap / Anchor
2265 |  | Interior | Attic- unfinished basement-crawlspace | Trusses | Floor Truss | Wood | Replace | Girder Truss | Treated lumber | Slope: 3/12 | Truss Strap/Anchor present | # Truss strap / Anchor
2266 |  | Interior | Attic- unfinished basement-crawlspace | Trusses | Floor Truss | Wood | Replace | Girder Truss | Treated lumber | Slope: 4/12 | Truss Strap/Anchor present | # Truss strap / Anchor
2267 |  | Interior | Attic- unfinished basement-crawlspace | Trusses | Floor Truss | Wood | Replace | Girder Truss | Treated lumber | Slope: 6/12 | Truss Strap/Anchor present | # Truss strap / Anchor
2268 |  | Interior | Attic- unfinished basement-crawlspace | Trusses | Floor Truss | Wood | Replace | Girder Truss | Treated lumber | Slope: 8/12 | Truss Strap/Anchor present | # Truss strap / Anchor
2269 |  | Interior | Attic- unfinished basement-crawlspace | Trusses | Floor Truss | Wood | Replace | Girder Truss | Treated lumber | Slope:10/12 | Truss Strap/Anchor present | # Truss strap / Anchor
2270 |  | Interior | Attic- unfinished basement-crawlspace | Trusses | Floor Truss | Wood | Replace | Girder Truss | Treated lumber | Slope: 12/12 | Truss Strap/Anchor present | # Truss strap / Anchor
2271 |  | Interior | Attic- unfinished basement-crawlspace | Trusses | Floor Truss | Wood | Replace | Girder Truss | Heavy loading | Slope: 3/12 | Truss Strap/Anchor present | # Truss strap / Anchor
2272 |  | Interior | Attic- unfinished basement-crawlspace | Trusses | Floor Truss | Wood | Replace | Girder Truss | Heavy loading | Slope: 4/12 | Truss Strap/Anchor present | # Truss strap / Anchor
2273 |  | Interior | Attic- unfinished basement-crawlspace | Trusses | Floor Truss | Wood | Replace | Girder Truss | Heavy loading | Slope: 6/12 | Truss Strap/Anchor present | # Truss strap / Anchor
2274 |  | Interior | Attic- unfinished basement-crawlspace | Trusses | Floor Truss | Wood | Replace | Girder Truss | Heavy loading | Slope: 8/12 | Truss Strap/Anchor present | # Truss strap / Anchor
2275 |  | Interior | Attic- unfinished basement-crawlspace | Trusses | Floor Truss | Wood | Replace | Girder Truss | Heavy loading | Slope:10/12 | Truss Strap/Anchor present | # Truss strap / Anchor
2276 |  | Interior | Attic- unfinished basement-crawlspace | Trusses | Floor Truss | Wood | Replace | Girder Truss | Heavy loading | Slope: 12/12 | Truss Strap/Anchor present | # Truss strap / Anchor
2277 |  | Interior | Attic- unfinished basement-crawlspace | Trusses | Floor Truss | Wood | Replace | Mono Truss | Standard truss material | Slope: 3/12 | Truss Strap/Anchor present | # Truss strap / Anchor
2278 |  | Interior | Attic- unfinished basement-crawlspace | Trusses | Floor Truss | Wood | Replace | Mono Truss | Standard truss material | Slope: 4/12 | Truss Strap/Anchor present | # Truss strap / Anchor
2279 |  | Interior | Attic- unfinished basement-crawlspace | Trusses | Floor Truss | Wood | Replace | Mono Truss | Standard truss material | Slope: 6/12 | Truss Strap/Anchor present | # Truss strap / Anchor
2280 |  | Interior | Attic- unfinished basement-crawlspace | Trusses | Floor Truss | Wood | Replace | Mono Truss | Standard truss material | Slope: 8/12 | Truss Strap/Anchor present | # Truss strap / Anchor
2281 |  | Interior | Attic- unfinished basement-crawlspace | Trusses | Floor Truss | Wood | Replace | Mono Truss | Standard truss material | Slope:10/12 | Truss Strap/Anchor present | # Truss strap / Anchor
2282 |  | Interior | Attic- unfinished basement-crawlspace | Trusses | Floor Truss | Wood | Replace | Mono Truss | Standard truss material | Slope: 12/12 | Truss Strap/Anchor present | # Truss strap / Anchor
2283 |  | Interior | Attic- unfinished basement-crawlspace | Trusses | Floor Truss | Wood | Replace | Mono Truss | Treated lumber | Slope: 3/12 | Truss Strap/Anchor present | # Truss strap / Anchor
2284 |  | Interior | Attic- unfinished basement-crawlspace | Trusses | Floor Truss | Wood | Replace | Mono Truss | Treated lumber | Slope: 4/12 | Truss Strap/Anchor present | # Truss strap / Anchor
2285 |  | Interior | Attic- unfinished basement-crawlspace | Trusses | Floor Truss | Wood | Replace | Mono Truss | Treated lumber | Slope: 6/12 | Truss Strap/Anchor present | # Truss strap / Anchor
2286 |  | Interior | Attic- unfinished basement-crawlspace | Trusses | Floor Truss | Wood | Replace | Mono Truss | Treated lumber | Slope: 8/12 | Truss Strap/Anchor present | # Truss strap / Anchor
2287 |  | Interior | Attic- unfinished basement-crawlspace | Trusses | Floor Truss | Wood | Replace | Mono Truss | Treated lumber | Slope:10/12 | Truss Strap/Anchor present | # Truss strap / Anchor
2288 |  | Interior | Attic- unfinished basement-crawlspace | Trusses | Floor Truss | Wood | Replace | Mono Truss | Treated lumber | Slope: 12/12 | Truss Strap/Anchor present | # Truss strap / Anchor
2289 |  | Interior | Attic- unfinished basement-crawlspace | Trusses | Floor Truss | Wood | Replace | Mono Truss | Heavy loading | Slope: 3/12 | Truss Strap/Anchor present | # Truss strap / Anchor
2290 |  | Interior | Attic- unfinished basement-crawlspace | Trusses | Floor Truss | Wood | Replace | Mono Truss | Heavy loading | Slope: 4/12 | Truss Strap/Anchor present | # Truss strap / Anchor
2291 |  | Interior | Attic- unfinished basement-crawlspace | Trusses | Floor Truss | Wood | Replace | Mono Truss | Heavy loading | Slope: 6/12 | Truss Strap/Anchor present | # Truss strap / Anchor
2292 |  | Interior | Attic- unfinished basement-crawlspace | Trusses | Floor Truss | Wood | Replace | Mono Truss | Heavy loading | Slope: 8/12 | Truss Strap/Anchor present | # Truss strap / Anchor
2293 |  | Interior | Attic- unfinished basement-crawlspace | Trusses | Floor Truss | Wood | Replace | Mono Truss | Heavy loading | Slope:10/12 | Truss Strap/Anchor present | # Truss strap / Anchor
2294 |  | Interior | Attic- unfinished basement-crawlspace | Trusses | Floor Truss | Wood | Replace | Mono Truss | Heavy loading | Slope: 12/12 | Truss Strap/Anchor present | # Truss strap / Anchor
2295 |  | Interior | Attic- unfinished basement-crawlspace | Trusses | Floor Truss | Wood | Replace | Overbuild-Valley Truss | Standard truss material | Slope: 3/12 | Truss Strap/Anchor present | # Truss strap / Anchor
2296 |  | Interior | Attic- unfinished basement-crawlspace | Trusses | Floor Truss | Wood | Replace | Overbuild-Valley Truss | Standard truss material | Slope: 4/12 | Truss Strap/Anchor present | # Truss strap / Anchor
2297 |  | Interior | Attic- unfinished basement-crawlspace | Trusses | Floor Truss | Wood | Replace | Overbuild-Valley Truss | Standard truss material | Slope: 6/12 | Truss Strap/Anchor present | # Truss strap / Anchor
2298 |  | Interior | Attic- unfinished basement-crawlspace | Trusses | Floor Truss | Wood | Replace | Overbuild-Valley Truss | Standard truss material | Slope: 8/12 | Truss Strap/Anchor present | # Truss strap / Anchor
2299 |  | Interior | Attic- unfinished basement-crawlspace | Trusses | Floor Truss | Wood | Replace | Overbuild-Valley Truss | Standard truss material | Slope:10/12 | Truss Strap/Anchor present | # Truss strap / Anchor
2300 |  | Interior | Attic- unfinished basement-crawlspace | Trusses | Floor Truss | Wood | Replace | Overbuild-Valley Truss | Standard truss material | Slope: 12/12 | Truss Strap/Anchor present | # Truss strap / Anchor
2301 |  | Interior | Attic- unfinished basement-crawlspace | Trusses | Floor Truss | Wood | Replace | Overbuild-Valley Truss | Treated lumber | Slope: 3/12 | Truss Strap/Anchor present | # Truss strap / Anchor
2302 |  | Interior | Attic- unfinished basement-crawlspace | Trusses | Floor Truss | Wood | Replace | Overbuild-Valley Truss | Treated lumber | Slope: 4/12 | Truss Strap/Anchor present | # Truss strap / Anchor
2303 |  | Interior | Attic- unfinished basement-crawlspace | Trusses | Floor Truss | Wood | Replace | Overbuild-Valley Truss | Treated lumber | Slope: 6/12 | Truss Strap/Anchor present | # Truss strap / Anchor
2304 |  | Interior | Attic- unfinished basement-crawlspace | Trusses | Floor Truss | Wood | Replace | Overbuild-Valley Truss | Treated lumber | Slope: 8/12 | Truss Strap/Anchor present | # Truss strap / Anchor
2305 |  | Interior | Attic- unfinished basement-crawlspace | Trusses | Floor Truss | Wood | Replace | Overbuild-Valley Truss | Treated lumber | Slope:10/12 | Truss Strap/Anchor present | # Truss strap / Anchor
2306 |  | Interior | Attic- unfinished basement-crawlspace | Trusses | Floor Truss | Wood | Replace | Overbuild-Valley Truss | Treated lumber | Slope: 12/12 | Truss Strap/Anchor present | # Truss strap / Anchor
2307 |  | Interior | Attic- unfinished basement-crawlspace | Trusses | Floor Truss | Wood | Replace | Overbuild-Valley Truss | Heavy loading | Slope: 3/12 | Truss Strap/Anchor present | # Truss strap / Anchor
2308 |  | Interior | Attic- unfinished basement-crawlspace | Trusses | Floor Truss | Wood | Replace | Overbuild-Valley Truss | Heavy loading | Slope: 4/12 | Truss Strap/Anchor present | # Truss strap / Anchor
2309 |  | Interior | Attic- unfinished basement-crawlspace | Trusses | Floor Truss | Wood | Replace | Overbuild-Valley Truss | Heavy loading | Slope: 6/12 | Truss Strap/Anchor present | # Truss strap / Anchor
2310 |  | Interior | Attic- unfinished basement-crawlspace | Trusses | Floor Truss | Wood | Replace | Overbuild-Valley Truss | Heavy loading | Slope: 8/12 | Truss Strap/Anchor present | # Truss strap / Anchor
2311 |  | Interior | Attic- unfinished basement-crawlspace | Trusses | Floor Truss | Wood | Replace | Overbuild-Valley Truss | Heavy loading | Slope:10/12 | Truss Strap/Anchor present | # Truss strap / Anchor
2312 |  | Interior | Attic- unfinished basement-crawlspace | Trusses | Floor Truss | Wood | Replace | Overbuild-Valley Truss | Heavy loading | Slope: 12/12 | Truss Strap/Anchor present | # Truss strap / Anchor
2313 |  | Interior | Attic- unfinished basement-crawlspace | Trusses | Floor Truss | Wood | Replace | Scissor Truss | Standard truss material | Slope: 3/12 | Truss Strap/Anchor present | # Truss strap / Anchor
2314 |  | Interior | Attic- unfinished basement-crawlspace | Trusses | Floor Truss | Wood | Replace | Scissor Truss | Standard truss material | Slope: 4/12 | Truss Strap/Anchor present | # Truss strap / Anchor
2315 |  | Interior | Attic- unfinished basement-crawlspace | Trusses | Floor Truss | Wood | Replace | Scissor Truss | Standard truss material | Slope: 6/12 | Truss Strap/Anchor present | # Truss strap / Anchor
2316 |  | Interior | Attic- unfinished basement-crawlspace | Trusses | Floor Truss | Wood | Replace | Scissor Truss | Standard truss material | Slope: 8/12 | Truss Strap/Anchor present | # Truss strap / Anchor
2317 |  | Interior | Attic- unfinished basement-crawlspace | Trusses | Floor Truss | Wood | Replace | Scissor Truss | Standard truss material | Slope:10/12 | Truss Strap/Anchor present | # Truss strap / Anchor
2318 |  | Interior | Attic- unfinished basement-crawlspace | Trusses | Floor Truss | Wood | Replace | Scissor Truss | Standard truss material | Slope: 12/12 | Truss Strap/Anchor present | # Truss strap / Anchor
2319 |  | Interior | Attic- unfinished basement-crawlspace | Trusses | Floor Truss | Wood | Replace | Scissor Truss | Treated lumber | Slope: 3/12 | Truss Strap/Anchor present | # Truss strap / Anchor
2320 |  | Interior | Attic- unfinished basement-crawlspace | Trusses | Floor Truss | Wood | Replace | Scissor Truss | Treated lumber | Slope: 4/12 | Truss Strap/Anchor present | # Truss strap / Anchor
2321 |  | Interior | Attic- unfinished basement-crawlspace | Trusses | Floor Truss | Wood | Replace | Scissor Truss | Treated lumber | Slope: 6/12 | Truss Strap/Anchor present | # Truss strap / Anchor
2322 |  | Interior | Attic- unfinished basement-crawlspace | Trusses | Floor Truss | Wood | Replace | Scissor Truss | Treated lumber | Slope: 8/12 | Truss Strap/Anchor present | # Truss strap / Anchor
2323 |  | Interior | Attic- unfinished basement-crawlspace | Trusses | Floor Truss | Wood | Replace | Scissor Truss | Treated lumber | Slope:10/12 | Truss Strap/Anchor present | # Truss strap / Anchor
2324 |  | Interior | Attic- unfinished basement-crawlspace | Trusses | Floor Truss | Wood | Replace | Scissor Truss | Treated lumber | Slope: 12/12 | Truss Strap/Anchor present | # Truss strap / Anchor
2325 |  | Interior | Attic- unfinished basement-crawlspace | Trusses | Floor Truss | Wood | Replace | Scissor Truss | Heavy loading | Slope: 3/12 | Truss Strap/Anchor present | # Truss strap / Anchor
2326 |  | Interior | Attic- unfinished basement-crawlspace | Trusses | Floor Truss | Wood | Replace | Scissor Truss | Heavy loading | Slope: 4/12 | Truss Strap/Anchor present | # Truss strap / Anchor
2327 |  | Interior | Attic- unfinished basement-crawlspace | Trusses | Floor Truss | Wood | Replace | Scissor Truss | Heavy loading | Slope: 6/12 | Truss Strap/Anchor present | # Truss strap / Anchor
2328 |  | Interior | Attic- unfinished basement-crawlspace | Trusses | Floor Truss | Wood | Replace | Scissor Truss | Heavy loading | Slope: 8/12 | Truss Strap/Anchor present | # Truss strap / Anchor
2329 |  | Interior | Attic- unfinished basement-crawlspace | Trusses | Floor Truss | Wood | Replace | Scissor Truss | Heavy loading | Slope:10/12 | Truss Strap/Anchor present | # Truss strap / Anchor
2330 |  | Interior | Attic- unfinished basement-crawlspace | Trusses | Floor Truss | Wood | Replace | Scissor Truss | Heavy loading | Slope: 12/12 | Truss Strap/Anchor present | # Truss strap / Anchor
2331 |  | Interior | Attic- unfinished basement-crawlspace | Trusses | Floor Truss | Wood | Replace | Stepdown truss | Standard truss material | Slope: 3/12 | Truss Strap/Anchor present | # Truss strap / Anchor
2332 |  | Interior | Attic- unfinished basement-crawlspace | Trusses | Floor Truss | Wood | Replace | Stepdown truss | Standard truss material | Slope: 4/12 | Truss Strap/Anchor present | # Truss strap / Anchor
2333 |  | Interior | Attic- unfinished basement-crawlspace | Trusses | Floor Truss | Wood | Replace | Stepdown truss | Standard truss material | Slope: 6/12 | Truss Strap/Anchor present | # Truss strap / Anchor
2334 |  | Interior | Attic- unfinished basement-crawlspace | Trusses | Floor Truss | Wood | Replace | Stepdown truss | Standard truss material | Slope: 8/12 | Truss Strap/Anchor present | # Truss strap / Anchor
2335 |  | Interior | Attic- unfinished basement-crawlspace | Trusses | Floor Truss | Wood | Replace | Stepdown truss | Standard truss material | Slope:10/12 | Truss Strap/Anchor present | # Truss strap / Anchor
2336 |  | Interior | Attic- unfinished basement-crawlspace | Trusses | Floor Truss | Wood | Replace | Stepdown truss | Standard truss material | Slope: 12/12 | Truss Strap/Anchor present | # Truss strap / Anchor
2337 |  | Interior | Attic- unfinished basement-crawlspace | Trusses | Floor Truss | Wood | Replace | Stepdown truss | Treated lumber | Slope: 3/12 | Truss Strap/Anchor present | # Truss strap / Anchor
2338 |  | Interior | Attic- unfinished basement-crawlspace | Trusses | Floor Truss | Wood | Replace | Stepdown truss | Treated lumber | Slope: 4/12 | Truss Strap/Anchor present | # Truss strap / Anchor
2339 |  | Interior | Attic- unfinished basement-crawlspace | Trusses | Floor Truss | Wood | Replace | Stepdown truss | Treated lumber | Slope: 6/12 | Truss Strap/Anchor present | # Truss strap / Anchor
2340 |  | Interior | Attic- unfinished basement-crawlspace | Trusses | Floor Truss | Wood | Replace | Stepdown truss | Treated lumber | Slope: 8/12 | Truss Strap/Anchor present | # Truss strap / Anchor
2341 |  | Interior | Attic- unfinished basement-crawlspace | Trusses | Floor Truss | Wood | Replace | Stepdown truss | Treated lumber | Slope:10/12 | Truss Strap/Anchor present | # Truss strap / Anchor
2342 |  | Interior | Attic- unfinished basement-crawlspace | Trusses | Floor Truss | Wood | Replace | Stepdown truss | Treated lumber | Slope: 12/12 | Truss Strap/Anchor present | # Truss strap / Anchor
2343 |  | Interior | Attic- unfinished basement-crawlspace | Trusses | Floor Truss | Wood | Replace | Stepdown truss | Heavy loading | Slope: 3/12 | Truss Strap/Anchor present | # Truss strap / Anchor
2344 |  | Interior | Attic- unfinished basement-crawlspace | Trusses | Floor Truss | Wood | Replace | Stepdown truss | Heavy loading | Slope: 4/12 | Truss Strap/Anchor present | # Truss strap / Anchor
2345 |  | Interior | Attic- unfinished basement-crawlspace | Trusses | Floor Truss | Wood | Replace | Stepdown truss | Heavy loading | Slope: 6/12 | Truss Strap/Anchor present | # Truss strap / Anchor
2346 |  | Interior | Attic- unfinished basement-crawlspace | Trusses | Floor Truss | Wood | Replace | Stepdown truss | Heavy loading | Slope: 8/12 | Truss Strap/Anchor present | # Truss strap / Anchor
2347 |  | Interior | Attic- unfinished basement-crawlspace | Trusses | Floor Truss | Wood | Replace | Stepdown truss | Heavy loading | Slope:10/12 | Truss Strap/Anchor present | # Truss strap / Anchor
2348 |  | Interior | Attic- unfinished basement-crawlspace | Trusses | Floor Truss | Wood | Replace | Stepdown truss | Heavy loading | Slope: 12/12 | Truss Strap/Anchor present | # Truss strap / Anchor
2349 |  | Interior | Attic- unfinished basement-crawlspace | Trusses | Floor Truss | Wood | Replace | Gambrel | Standard truss material | Slope: 3/12 | Truss Strap/Anchor present | # Truss strap / Anchor
2350 |  | Interior | Attic- unfinished basement-crawlspace | Trusses | Floor Truss | Wood | Replace | Gambrel | Standard truss material | Slope: 4/12 | Truss Strap/Anchor present | # Truss strap / Anchor
2351 |  | Interior | Attic- unfinished basement-crawlspace | Trusses | Floor Truss | Wood | Replace | Gambrel | Standard truss material | Slope: 6/12 | Truss Strap/Anchor present | # Truss strap / Anchor
2352 |  | Interior | Attic- unfinished basement-crawlspace | Trusses | Floor Truss | Wood | Replace | Gambrel | Standard truss material | Slope: 8/12 | Truss Strap/Anchor present | # Truss strap / Anchor
2353 |  | Interior | Attic- unfinished basement-crawlspace | Trusses | Floor Truss | Wood | Replace | Gambrel | Standard truss material | Slope:10/12 | Truss Strap/Anchor present | # Truss strap / Anchor
2354 |  | Interior | Attic- unfinished basement-crawlspace | Trusses | Floor Truss | Wood | Replace | Gambrel | Standard truss material | Slope: 12/12 | Truss Strap/Anchor present | # Truss strap / Anchor
2355 |  | Interior | Attic- unfinished basement-crawlspace | Trusses | Floor Truss | Wood | Replace | Gambrel | Treated lumber | Slope: 3/12 | Truss Strap/Anchor present | # Truss strap / Anchor
2356 |  | Interior | Attic- unfinished basement-crawlspace | Trusses | Floor Truss | Wood | Replace | Gambrel | Treated lumber | Slope: 4/12 | Truss Strap/Anchor present | # Truss strap / Anchor
2357 |  | Interior | Attic- unfinished basement-crawlspace | Trusses | Floor Truss | Wood | Replace | Gambrel | Treated lumber | Slope: 6/12 | Truss Strap/Anchor present | # Truss strap / Anchor
2358 |  | Interior | Attic- unfinished basement-crawlspace | Trusses | Floor Truss | Wood | Replace | Gambrel | Treated lumber | Slope: 8/12 | Truss Strap/Anchor present | # Truss strap / Anchor
2359 |  | Interior | Attic- unfinished basement-crawlspace | Trusses | Floor Truss | Wood | Replace | Gambrel | Treated lumber | Slope:10/12 | Truss Strap/Anchor present | # Truss strap / Anchor
2360 |  | Interior | Attic- unfinished basement-crawlspace | Trusses | Floor Truss | Wood | Replace | Gambrel | Treated lumber | Slope: 12/12 | Truss Strap/Anchor present | # Truss strap / Anchor
2361 |  | Interior | Attic- unfinished basement-crawlspace | Trusses | Floor Truss | Wood | Replace | Gambrel | Heavy loading | Slope: 3/12 | Truss Strap/Anchor present | # Truss strap / Anchor
2362 |  | Interior | Attic- unfinished basement-crawlspace | Trusses | Floor Truss | Wood | Replace | Gambrel | Heavy loading | Slope: 4/12 | Truss Strap/Anchor present | # Truss strap / Anchor
2363 |  | Interior | Attic- unfinished basement-crawlspace | Trusses | Floor Truss | Wood | Replace | Gambrel | Heavy loading | Slope: 6/12 | Truss Strap/Anchor present | # Truss strap / Anchor
2364 |  | Interior | Attic- unfinished basement-crawlspace | Trusses | Floor Truss | Wood | Replace | Gambrel | Heavy loading | Slope: 8/12 | Truss Strap/Anchor present | # Truss strap / Anchor
2365 |  | Interior | Attic- unfinished basement-crawlspace | Trusses | Floor Truss | Wood | Replace | Gambrel | Heavy loading | Slope:10/12 | Truss Strap/Anchor present | # Truss strap / Anchor
2366 |  | Interior | Attic- unfinished basement-crawlspace | Trusses | Floor Truss | Wood | Replace | Gambrel | Heavy loading | Slope: 12/12 | Truss Strap/Anchor present | # Truss strap / Anchor
2367 |  | Interior | Attic- unfinished basement-crawlspace | Trusses | Floor Truss | Wood | Replace | Flat | Standard truss material | Slope: 3/12 | Truss Strap/Anchor present | # Truss strap / Anchor
2368 |  | Interior | Attic- unfinished basement-crawlspace | Trusses | Floor Truss | Wood | Replace | Flat | Standard truss material | Slope: 4/12 | Truss Strap/Anchor present | # Truss strap / Anchor
2369 |  | Interior | Attic- unfinished basement-crawlspace | Trusses | Floor Truss | Wood | Replace | Flat | Standard truss material | Slope: 6/12 | Truss Strap/Anchor present | # Truss strap / Anchor
2370 |  | Interior | Attic- unfinished basement-crawlspace | Trusses | Floor Truss | Wood | Replace | Flat | Standard truss material | Slope: 8/12 | Truss Strap/Anchor present | # Truss strap / Anchor
2371 |  | Interior | Attic- unfinished basement-crawlspace | Trusses | Floor Truss | Wood | Replace | Flat | Standard truss material | Slope:10/12 | Truss Strap/Anchor present | # Truss strap / Anchor
2372 |  | Interior | Attic- unfinished basement-crawlspace | Trusses | Floor Truss | Wood | Replace | Flat | Standard truss material | Slope: 12/12 | Truss Strap/Anchor present | # Truss strap / Anchor
2373 |  | Interior | Attic- unfinished basement-crawlspace | Trusses | Floor Truss | Wood | Replace | Flat | Treated lumber | Slope: 3/12 | Truss Strap/Anchor present | # Truss strap / Anchor
2374 |  | Interior | Attic- unfinished basement-crawlspace | Trusses | Floor Truss | Wood | Replace | Flat | Treated lumber | Slope: 4/12 | Truss Strap/Anchor present | # Truss strap / Anchor
2375 |  | Interior | Attic- unfinished basement-crawlspace | Trusses | Floor Truss | Wood | Replace | Flat | Treated lumber | Slope: 6/12 | Truss Strap/Anchor present | # Truss strap / Anchor
2376 |  | Interior | Attic- unfinished basement-crawlspace | Trusses | Floor Truss | Wood | Replace | Flat | Treated lumber | Slope: 8/12 | Truss Strap/Anchor present | # Truss strap / Anchor
2377 |  | Interior | Attic- unfinished basement-crawlspace | Trusses | Floor Truss | Wood | Replace | Flat | Treated lumber | Slope:10/12 | Truss Strap/Anchor present | # Truss strap / Anchor
2378 |  | Interior | Attic- unfinished basement-crawlspace | Trusses | Floor Truss | Wood | Replace | Flat | Treated lumber | Slope: 12/12 | Truss Strap/Anchor present | # Truss strap / Anchor
2379 |  | Interior | Attic- unfinished basement-crawlspace | Trusses | Floor Truss | Wood | Replace | Flat | Heavy loading | Slope: 3/12 | Truss Strap/Anchor present | # Truss strap / Anchor
2380 |  | Interior | Attic- unfinished basement-crawlspace | Trusses | Floor Truss | Wood | Replace | Flat | Heavy loading | Slope: 4/12 | Truss Strap/Anchor present | # Truss strap / Anchor
2381 |  | Interior | Attic- unfinished basement-crawlspace | Trusses | Floor Truss | Wood | Replace | Flat | Heavy loading | Slope: 6/12 | Truss Strap/Anchor present | # Truss strap / Anchor
2382 |  | Interior | Attic- unfinished basement-crawlspace | Trusses | Floor Truss | Wood | Replace | Flat | Heavy loading | Slope: 8/12 | Truss Strap/Anchor present | # Truss strap / Anchor
2383 |  | Interior | Attic- unfinished basement-crawlspace | Trusses | Floor Truss | Wood | Replace | Flat | Heavy loading | Slope:10/12 | Truss Strap/Anchor present | # Truss strap / Anchor
2384 |  | Interior | Attic- unfinished basement-crawlspace | Trusses | Floor Truss | Wood | Replace | Flat | Heavy loading | Slope: 12/12 | Truss Strap/Anchor present | # Truss strap / Anchor
2385 |  | Interior | Attic- unfinished basement-crawlspace | Trusses | Level 1: Floor Truss; Level 2: Wood; Level3: Replace; Level 4: Crane needed; Level 5: Hours
2386 |  | Interior | Attic- unfinished basement-crawlspace | Trusses | Level 1: Floor Truss; Level 2: Wood; Level3: Replace; Level 4: Ceiling Trayed/Coffered/Dropped; Level 5: Sq Ft
2387 |  | Interior | Attic- unfinished basement-crawlspace | Trusses | Floor Truss | Wood | Replace | Sheathing removal/replacement needed | Plywood type: OSB | Thickness: 3/8" | Sq Ft
2388 |  | Interior | Attic- unfinished basement-crawlspace | Trusses | Floor Truss | Wood | Replace | Sheathing removal/replacement needed | Plywood type: OSB | Thickness: 1/2" | Sq Ft
2389 |  | Interior | Attic- unfinished basement-crawlspace | Trusses | Floor Truss | Wood | Replace | Sheathing removal/replacement needed | Plywood type: OSB | Thickness: 5/8" | Sq Ft
2390 |  | Interior | Attic- unfinished basement-crawlspace | Trusses | Floor Truss | Wood | Replace | Sheathing removal/replacement needed | Plywood type: OSB | Thickness: 3/4" | Sq Ft
2391 |  | Interior | Attic- unfinished basement-crawlspace | Trusses | Floor Truss | Wood | Replace | Sheathing removal/replacement needed | Plywood type: CDX | Thickness: 3/8" | Sq Ft
2392 |  | Interior | Attic- unfinished basement-crawlspace | Trusses | Floor Truss | Wood | Replace | Sheathing removal/replacement needed | Plywood type: CDX | Thickness: 1/2" | Sq Ft
2393 |  | Interior | Attic- unfinished basement-crawlspace | Trusses | Floor Truss | Wood | Replace | Sheathing removal/replacement needed | Plywood type: CDX | Thickness: 5/8" | Sq Ft
2394 |  | Interior | Attic- unfinished basement-crawlspace | Trusses | Floor Truss | Wood | Replace | Sheathing removal/replacement needed | Plywood type: CDX | Thickness: 3/4" | Sq Ft
2395 |  | Interior | Attic- unfinished basement-crawlspace | Trusses | Floor Truss | Metal | Replace | Standard | Gauge: 14 | Slope: 3/12 | Overall Truss Span
2396 |  | Interior | Attic- unfinished basement-crawlspace | Trusses | Floor Truss | Metal | Replace | Standard | Gauge: 14 | Slope: 4/12 | Overall Truss Span
2397 |  | Interior | Attic- unfinished basement-crawlspace | Trusses | Floor Truss | Metal | Replace | Standard | Gauge: 14 | Slope: 6/12 | Overall Truss Span
2398 |  | Interior | Attic- unfinished basement-crawlspace | Trusses | Floor Truss | Metal | Replace | Standard | Gauge: 14 | Slope: 8/12 | Overall Truss Span
2399 |  | Interior | Attic- unfinished basement-crawlspace | Trusses | Floor Truss | Metal | Replace | Standard | Gauge: 14 | Slope:10/12 | Overall Truss Span
2400 |  | Interior | Attic- unfinished basement-crawlspace | Trusses | Floor Truss | Metal | Replace | Standard | Gauge: 14 | Slope: 12/12 | Overall Truss Span
2401 |  | Interior | Attic- unfinished basement-crawlspace | Trusses | Floor Truss | Metal | Replace | Standard | Gauge: 20 | Slope: 3/12 | Overall Truss Span
2402 |  | Interior | Attic- unfinished basement-crawlspace | Trusses | Floor Truss | Metal | Replace | Standard | Gauge: 20 | Slope: 4/12 | Overall Truss Span
2403 |  | Interior | Attic- unfinished basement-crawlspace | Trusses | Floor Truss | Metal | Replace | Standard | Gauge: 20 | Slope: 6/12 | Overall Truss Span
2404 |  | Interior | Attic- unfinished basement-crawlspace | Trusses | Floor Truss | Metal | Replace | Standard | Gauge: 20 | Slope: 8/12 | Overall Truss Span
2405 |  | Interior | Attic- unfinished basement-crawlspace | Trusses | Floor Truss | Metal | Replace | Standard | Gauge: 20 | Slope:10/12 | Overall Truss Span
2406 |  | Interior | Attic- unfinished basement-crawlspace | Trusses | Floor Truss | Metal | Replace | Standard | Gauge: 20 | Slope: 12/12 | Overall Truss Span
2407 |  | Interior | Attic- unfinished basement-crawlspace | Trusses | Floor Truss | Metal | Replace | Attic truss | Gauge: 14 | Slope: 3/12 | Overall Truss Span
2408 |  | Interior | Attic- unfinished basement-crawlspace | Trusses | Floor Truss | Metal | Replace | Attic truss | Gauge: 14 | Slope: 4/12 | Overall Truss Span
2409 |  | Interior | Attic- unfinished basement-crawlspace | Trusses | Floor Truss | Metal | Replace | Attic truss | Gauge: 14 | Slope: 6/12 | Overall Truss Span
2410 |  | Interior | Attic- unfinished basement-crawlspace | Trusses | Floor Truss | Metal | Replace | Attic truss | Gauge: 14 | Slope: 8/12 | Overall Truss Span
2411 |  | Interior | Attic- unfinished basement-crawlspace | Trusses | Floor Truss | Metal | Replace | Attic truss | Gauge: 14 | Slope:10/12 | Overall Truss Span
2412 |  | Interior | Attic- unfinished basement-crawlspace | Trusses | Floor Truss | Metal | Replace | Attic truss | Gauge: 14 | Slope: 12/12 | Overall Truss Span
2413 |  | Interior | Attic- unfinished basement-crawlspace | Trusses | Floor Truss | Metal | Replace | Attic truss | Gauge: 20 | Slope: 3/12 | Overall Truss Span
2414 |  | Interior | Attic- unfinished basement-crawlspace | Trusses | Floor Truss | Metal | Replace | Attic truss | Gauge: 20 | Slope: 4/12 | Overall Truss Span
2415 |  | Interior | Attic- unfinished basement-crawlspace | Trusses | Floor Truss | Metal | Replace | Attic truss | Gauge: 20 | Slope: 6/12 | Overall Truss Span
2416 |  | Interior | Attic- unfinished basement-crawlspace | Trusses | Floor Truss | Metal | Replace | Attic truss | Gauge: 20 | Slope: 8/12 | Overall Truss Span
2417 |  | Interior | Attic- unfinished basement-crawlspace | Trusses | Floor Truss | Metal | Replace | Attic truss | Gauge: 20 | Slope:10/12 | Overall Truss Span
2418 |  | Interior | Attic- unfinished basement-crawlspace | Trusses | Floor Truss | Metal | Replace | Attic truss | Gauge: 20 | Slope: 12/12 | Overall Truss Span
2419 |  | Interior | Attic- unfinished basement-crawlspace | Trusses | Floor Truss | Metal | Replace | Girder Truss | Gauge: 14 | Slope: 3/12 | Overall Truss Span
2420 |  | Interior | Attic- unfinished basement-crawlspace | Trusses | Floor Truss | Metal | Replace | Girder Truss | Gauge: 14 | Slope: 4/12 | Overall Truss Span
2421 |  | Interior | Attic- unfinished basement-crawlspace | Trusses | Floor Truss | Metal | Replace | Girder Truss | Gauge: 14 | Slope: 6/12 | Overall Truss Span
2422 |  | Interior | Attic- unfinished basement-crawlspace | Trusses | Floor Truss | Metal | Replace | Girder Truss | Gauge: 14 | Slope: 8/12 | Overall Truss Span
2423 |  | Interior | Attic- unfinished basement-crawlspace | Trusses | Floor Truss | Metal | Replace | Girder Truss | Gauge: 14 | Slope:10/12 | Overall Truss Span
2424 |  | Interior | Attic- unfinished basement-crawlspace | Trusses | Floor Truss | Metal | Replace | Girder Truss | Gauge: 14 | Slope: 12/12 | Overall Truss Span
2425 |  | Interior | Attic- unfinished basement-crawlspace | Trusses | Floor Truss | Metal | Replace | Girder Truss | Gauge: 20 | Slope: 3/12 | Overall Truss Span
2426 |  | Interior | Attic- unfinished basement-crawlspace | Trusses | Floor Truss | Metal | Replace | Girder Truss | Gauge: 20 | Slope: 4/12 | Overall Truss Span
2427 |  | Interior | Attic- unfinished basement-crawlspace | Trusses | Floor Truss | Metal | Replace | Girder Truss | Gauge: 20 | Slope: 6/12 | Overall Truss Span
2428 |  | Interior | Attic- unfinished basement-crawlspace | Trusses | Floor Truss | Metal | Replace | Girder Truss | Gauge: 20 | Slope: 8/12 | Overall Truss Span
2429 |  | Interior | Attic- unfinished basement-crawlspace | Trusses | Floor Truss | Metal | Replace | Girder Truss | Gauge: 20 | Slope:10/12 | Overall Truss Span
2430 |  | Interior | Attic- unfinished basement-crawlspace | Trusses | Floor Truss | Metal | Replace | Girder Truss | Gauge: 20 | Slope: 12/12 | Overall Truss Span
2431 |  | Interior | Attic- unfinished basement-crawlspace | Trusses | Floor Truss | Metal | Replace | Mono Truss | Gauge: 14 | Slope: 3/12 | Overall Truss Span
2432 |  | Interior | Attic- unfinished basement-crawlspace | Trusses | Floor Truss | Metal | Replace | Mono Truss | Gauge: 14 | Slope: 4/12 | Overall Truss Span
2433 |  | Interior | Attic- unfinished basement-crawlspace | Trusses | Floor Truss | Metal | Replace | Mono Truss | Gauge: 14 | Slope: 6/12 | Overall Truss Span
2434 |  | Interior | Attic- unfinished basement-crawlspace | Trusses | Floor Truss | Metal | Replace | Mono Truss | Gauge: 14 | Slope: 8/12 | Overall Truss Span
2435 |  | Interior | Attic- unfinished basement-crawlspace | Trusses | Floor Truss | Metal | Replace | Mono Truss | Gauge: 14 | Slope:10/12 | Overall Truss Span
2436 |  | Interior | Attic- unfinished basement-crawlspace | Trusses | Floor Truss | Metal | Replace | Mono Truss | Gauge: 14 | Slope: 12/12 | Overall Truss Span
2437 |  | Interior | Attic- unfinished basement-crawlspace | Trusses | Floor Truss | Metal | Replace | Mono Truss | Gauge: 20 | Slope: 3/12 | Overall Truss Span
2438 |  | Interior | Attic- unfinished basement-crawlspace | Trusses | Floor Truss | Metal | Replace | Mono Truss | Gauge: 20 | Slope: 4/12 | Overall Truss Span
2439 |  | Interior | Attic- unfinished basement-crawlspace | Trusses | Floor Truss | Metal | Replace | Mono Truss | Gauge: 20 | Slope: 6/12 | Overall Truss Span
2440 |  | Interior | Attic- unfinished basement-crawlspace | Trusses | Floor Truss | Metal | Replace | Mono Truss | Gauge: 20 | Slope: 8/12 | Overall Truss Span
2441 |  | Interior | Attic- unfinished basement-crawlspace | Trusses | Floor Truss | Metal | Replace | Mono Truss | Gauge: 20 | Slope:10/12 | Overall Truss Span
2442 |  | Interior | Attic- unfinished basement-crawlspace | Trusses | Floor Truss | Metal | Replace | Mono Truss | Gauge: 20 | Slope: 12/12 | Overall Truss Span
2443 |  | Interior | Attic- unfinished basement-crawlspace | Trusses | Floor Truss | Metal | Replace | Overbuild-Valley Truss | Gauge: 14 | Slope: 3/12 | Overall Truss Span
2444 |  | Interior | Attic- unfinished basement-crawlspace | Trusses | Floor Truss | Metal | Replace | Overbuild-Valley Truss | Gauge: 14 | Slope: 4/12 | Overall Truss Span
2445 |  | Interior | Attic- unfinished basement-crawlspace | Trusses | Floor Truss | Metal | Replace | Overbuild-Valley Truss | Gauge: 14 | Slope: 6/12 | Overall Truss Span
2446 |  | Interior | Attic- unfinished basement-crawlspace | Trusses | Floor Truss | Metal | Replace | Overbuild-Valley Truss | Gauge: 14 | Slope: 8/12 | Overall Truss Span
2447 |  | Interior | Attic- unfinished basement-crawlspace | Trusses | Floor Truss | Metal | Replace | Overbuild-Valley Truss | Gauge: 14 | Slope:10/12 | Overall Truss Span
2448 |  | Interior | Attic- unfinished basement-crawlspace | Trusses | Floor Truss | Metal | Replace | Overbuild-Valley Truss | Gauge: 14 | Slope: 12/12 | Overall Truss Span
2449 |  | Interior | Attic- unfinished basement-crawlspace | Trusses | Floor Truss | Metal | Replace | Overbuild-Valley Truss | Gauge: 20 | Slope: 3/12 | Overall Truss Span
2450 |  | Interior | Attic- unfinished basement-crawlspace | Trusses | Floor Truss | Metal | Replace | Overbuild-Valley Truss | Gauge: 20 | Slope: 4/12 | Overall Truss Span
2451 |  | Interior | Attic- unfinished basement-crawlspace | Trusses | Floor Truss | Metal | Replace | Overbuild-Valley Truss | Gauge: 20 | Slope: 6/12 | Overall Truss Span
2452 |  | Interior | Attic- unfinished basement-crawlspace | Trusses | Floor Truss | Metal | Replace | Overbuild-Valley Truss | Gauge: 20 | Slope: 8/12 | Overall Truss Span
2453 |  | Interior | Attic- unfinished basement-crawlspace | Trusses | Floor Truss | Metal | Replace | Overbuild-Valley Truss | Gauge: 20 | Slope:10/12 | Overall Truss Span
2454 |  | Interior | Attic- unfinished basement-crawlspace | Trusses | Floor Truss | Metal | Replace | Overbuild-Valley Truss | Gauge: 20 | Slope: 12/12 | Overall Truss Span
2455 |  | Interior | Attic- unfinished basement-crawlspace | Trusses | Floor Truss | Metal | Replace | Scissor Truss | Gauge: 14 | Slope: 3/12 | Overall Truss Span
2456 |  | Interior | Attic- unfinished basement-crawlspace | Trusses | Floor Truss | Metal | Replace | Scissor Truss | Gauge: 14 | Slope: 4/12 | Overall Truss Span
2457 |  | Interior | Attic- unfinished basement-crawlspace | Trusses | Floor Truss | Metal | Replace | Scissor Truss | Gauge: 14 | Slope: 6/12 | Overall Truss Span
2458 |  | Interior | Attic- unfinished basement-crawlspace | Trusses | Floor Truss | Metal | Replace | Scissor Truss | Gauge: 14 | Slope: 8/12 | Overall Truss Span
2459 |  | Interior | Attic- unfinished basement-crawlspace | Trusses | Floor Truss | Metal | Replace | Scissor Truss | Gauge: 14 | Slope:10/12 | Overall Truss Span
2460 |  | Interior | Attic- unfinished basement-crawlspace | Trusses | Floor Truss | Metal | Replace | Scissor Truss | Gauge: 14 | Slope: 12/12 | Overall Truss Span
2461 |  | Interior | Attic- unfinished basement-crawlspace | Trusses | Floor Truss | Metal | Replace | Scissor Truss | Gauge: 20 | Slope: 3/12 | Overall Truss Span
2462 |  | Interior | Attic- unfinished basement-crawlspace | Trusses | Floor Truss | Metal | Replace | Scissor Truss | Gauge: 20 | Slope: 4/12 | Overall Truss Span
2463 |  | Interior | Attic- unfinished basement-crawlspace | Trusses | Floor Truss | Metal | Replace | Scissor Truss | Gauge: 20 | Slope: 6/12 | Overall Truss Span
2464 |  | Interior | Attic- unfinished basement-crawlspace | Trusses | Floor Truss | Metal | Replace | Scissor Truss | Gauge: 20 | Slope: 8/12 | Overall Truss Span
2465 |  | Interior | Attic- unfinished basement-crawlspace | Trusses | Floor Truss | Metal | Replace | Scissor Truss | Gauge: 20 | Slope:10/12 | Overall Truss Span
2466 |  | Interior | Attic- unfinished basement-crawlspace | Trusses | Floor Truss | Metal | Replace | Scissor Truss | Gauge: 20 | Slope: 12/12 | Overall Truss Span
2467 |  | Interior | Attic- unfinished basement-crawlspace | Trusses | Floor Truss | Metal | Replace | Stepdown truss | Gauge: 14 | Slope: 3/12 | Overall Truss Span
2468 |  | Interior | Attic- unfinished basement-crawlspace | Trusses | Floor Truss | Metal | Replace | Stepdown truss | Gauge: 14 | Slope: 4/12 | Overall Truss Span
2469 |  | Interior | Attic- unfinished basement-crawlspace | Trusses | Floor Truss | Metal | Replace | Stepdown truss | Gauge: 14 | Slope: 6/12 | Overall Truss Span
2470 |  | Interior | Attic- unfinished basement-crawlspace | Trusses | Floor Truss | Metal | Replace | Stepdown truss | Gauge: 14 | Slope: 8/12 | Overall Truss Span
2471 |  | Interior | Attic- unfinished basement-crawlspace | Trusses | Floor Truss | Metal | Replace | Stepdown truss | Gauge: 14 | Slope:10/12 | Overall Truss Span
2472 |  | Interior | Attic- unfinished basement-crawlspace | Trusses | Floor Truss | Metal | Replace | Stepdown truss | Gauge: 14 | Slope: 12/12 | Overall Truss Span
2473 |  | Interior | Attic- unfinished basement-crawlspace | Trusses | Floor Truss | Metal | Replace | Stepdown truss | Gauge: 20 | Slope: 3/12 | Overall Truss Span
2474 |  | Interior | Attic- unfinished basement-crawlspace | Trusses | Floor Truss | Metal | Replace | Stepdown truss | Gauge: 20 | Slope: 4/12 | Overall Truss Span
2475 |  | Interior | Attic- unfinished basement-crawlspace | Trusses | Floor Truss | Metal | Replace | Stepdown truss | Gauge: 20 | Slope: 6/12 | Overall Truss Span
2476 |  | Interior | Attic- unfinished basement-crawlspace | Trusses | Floor Truss | Metal | Replace | Stepdown truss | Gauge: 20 | Slope: 8/12 | Overall Truss Span
2477 |  | Interior | Attic- unfinished basement-crawlspace | Trusses | Floor Truss | Metal | Replace | Stepdown truss | Gauge: 20 | Slope:10/12 | Overall Truss Span
2478 |  | Interior | Attic- unfinished basement-crawlspace | Trusses | Floor Truss | Metal | Replace | Stepdown truss | Gauge: 20 | Slope: 12/12 | Overall Truss Span
2479 |  | Interior | Attic- unfinished basement-crawlspace | Trusses | Floor Truss | Metal | Replace | Gambrel | Gauge: 14 | Slope: 3/12 | Overall Truss Span
2480 |  | Interior | Attic- unfinished basement-crawlspace | Trusses | Floor Truss | Metal | Replace | Gambrel | Gauge: 14 | Slope: 4/12 | Overall Truss Span
2481 |  | Interior | Attic- unfinished basement-crawlspace | Trusses | Floor Truss | Metal | Replace | Gambrel | Gauge: 14 | Slope: 6/12 | Overall Truss Span
2482 |  | Interior | Attic- unfinished basement-crawlspace | Trusses | Floor Truss | Metal | Replace | Gambrel | Gauge: 14 | Slope: 8/12 | Overall Truss Span
2483 |  | Interior | Attic- unfinished basement-crawlspace | Trusses | Floor Truss | Metal | Replace | Gambrel | Gauge: 14 | Slope:10/12 | Overall Truss Span
2484 |  | Interior | Attic- unfinished basement-crawlspace | Trusses | Floor Truss | Metal | Replace | Gambrel | Gauge: 14 | Slope: 12/12 | Overall Truss Span
2485 |  | Interior | Attic- unfinished basement-crawlspace | Trusses | Floor Truss | Metal | Replace | Gambrel | Gauge: 20 | Slope: 3/12 | Overall Truss Span
2486 |  | Interior | Attic- unfinished basement-crawlspace | Trusses | Floor Truss | Metal | Replace | Gambrel | Gauge: 20 | Slope: 4/12 | Overall Truss Span
2487 |  | Interior | Attic- unfinished basement-crawlspace | Trusses | Floor Truss | Metal | Replace | Gambrel | Gauge: 20 | Slope: 6/12 | Overall Truss Span
2488 |  | Interior | Attic- unfinished basement-crawlspace | Trusses | Floor Truss | Metal | Replace | Gambrel | Gauge: 20 | Slope: 8/12 | Overall Truss Span
2489 |  | Interior | Attic- unfinished basement-crawlspace | Trusses | Floor Truss | Metal | Replace | Gambrel | Gauge: 20 | Slope:10/12 | Overall Truss Span
2490 |  | Interior | Attic- unfinished basement-crawlspace | Trusses | Floor Truss | Metal | Replace | Gambrel | Gauge: 20 | Slope: 12/12 | Overall Truss Span
2491 |  | Interior | Attic- unfinished basement-crawlspace | Trusses | Floor Truss | Metal | Replace | Flat | Gauge: 14 | Slope: 3/12 | Overall Truss Span
2492 |  | Interior | Attic- unfinished basement-crawlspace | Trusses | Floor Truss | Metal | Replace | Flat | Gauge: 14 | Slope: 4/12 | Overall Truss Span
2493 |  | Interior | Attic- unfinished basement-crawlspace | Trusses | Floor Truss | Metal | Replace | Flat | Gauge: 14 | Slope: 6/12 | Overall Truss Span
2494 |  | Interior | Attic- unfinished basement-crawlspace | Trusses | Floor Truss | Metal | Replace | Flat | Gauge: 14 | Slope: 8/12 | Overall Truss Span
2495 |  | Interior | Attic- unfinished basement-crawlspace | Trusses | Floor Truss | Metal | Replace | Flat | Gauge: 14 | Slope:10/12 | Overall Truss Span
2496 |  | Interior | Attic- unfinished basement-crawlspace | Trusses | Floor Truss | Metal | Replace | Flat | Gauge: 14 | Slope: 12/12 | Overall Truss Span
2497 |  | Interior | Attic- unfinished basement-crawlspace | Trusses | Floor Truss | Metal | Replace | Flat | Gauge: 20 | Slope: 3/12 | Overall Truss Span
2498 |  | Interior | Attic- unfinished basement-crawlspace | Trusses | Floor Truss | Metal | Replace | Flat | Gauge: 20 | Slope: 4/12 | Overall Truss Span
2499 |  | Interior | Attic- unfinished basement-crawlspace | Trusses | Floor Truss | Metal | Replace | Flat | Gauge: 20 | Slope: 6/12 | Overall Truss Span
2500 |  | Interior | Attic- unfinished basement-crawlspace | Trusses | Floor Truss | Metal | Replace | Flat | Gauge: 20 | Slope: 8/12 | Overall Truss Span
2501 |  | Interior | Attic- unfinished basement-crawlspace | Trusses | Floor Truss | Metal | Replace | Flat | Gauge: 20 | Slope:10/12 | Overall Truss Span
2502 |  | Interior | Attic- unfinished basement-crawlspace | Trusses | Floor Truss | Metal | Replace | Flat | Gauge: 20 | Slope: 12/12 | Overall Truss Span
2503 |  | Interior | Attic- unfinished basement-crawlspace | Trusses | Floor Truss | Metal | Replace | Standard | Gauge: 14 | Slope: 3/12 | # of trusses to be replaced
2504 |  | Interior | Attic- unfinished basement-crawlspace | Trusses | Floor Truss | Metal | Replace | Standard | Gauge: 14 | Slope: 4/12 | # of trusses to be replaced
2505 |  | Interior | Attic- unfinished basement-crawlspace | Trusses | Floor Truss | Metal | Replace | Standard | Gauge: 14 | Slope: 6/12 | # of trusses to be replaced
2506 |  | Interior | Attic- unfinished basement-crawlspace | Trusses | Floor Truss | Metal | Replace | Standard | Gauge: 14 | Slope: 8/12 | # of trusses to be replaced
2507 |  | Interior | Attic- unfinished basement-crawlspace | Trusses | Floor Truss | Metal | Replace | Standard | Gauge: 14 | Slope:10/12 | # of trusses to be replaced
2508 |  | Interior | Attic- unfinished basement-crawlspace | Trusses | Floor Truss | Metal | Replace | Standard | Gauge: 14 | Slope: 12/12 | # of trusses to be replaced
2509 |  | Interior | Attic- unfinished basement-crawlspace | Trusses | Floor Truss | Metal | Replace | Standard | Gauge: 20 | Slope: 3/12 | # of trusses to be replaced
2510 |  | Interior | Attic- unfinished basement-crawlspace | Trusses | Floor Truss | Metal | Replace | Standard | Gauge: 20 | Slope: 4/12 | # of trusses to be replaced
2511 |  | Interior | Attic- unfinished basement-crawlspace | Trusses | Floor Truss | Metal | Replace | Standard | Gauge: 20 | Slope: 6/12 | # of trusses to be replaced
2512 |  | Interior | Attic- unfinished basement-crawlspace | Trusses | Floor Truss | Metal | Replace | Standard | Gauge: 20 | Slope: 8/12 | # of trusses to be replaced
2513 |  | Interior | Attic- unfinished basement-crawlspace | Trusses | Floor Truss | Metal | Replace | Standard | Gauge: 20 | Slope:10/12 | # of trusses to be replaced
2514 |  | Interior | Attic- unfinished basement-crawlspace | Trusses | Floor Truss | Metal | Replace | Standard | Gauge: 20 | Slope: 12/12 | # of trusses to be replaced
2515 |  | Interior | Attic- unfinished basement-crawlspace | Trusses | Floor Truss | Metal | Replace | Attic truss | Gauge: 14 | Slope: 3/12 | # of trusses to be replaced
2516 |  | Interior | Attic- unfinished basement-crawlspace | Trusses | Floor Truss | Metal | Replace | Attic truss | Gauge: 14 | Slope: 4/12 | # of trusses to be replaced
2517 |  | Interior | Attic- unfinished basement-crawlspace | Trusses | Floor Truss | Metal | Replace | Attic truss | Gauge: 14 | Slope: 6/12 | # of trusses to be replaced
2518 |  | Interior | Attic- unfinished basement-crawlspace | Trusses | Floor Truss | Metal | Replace | Attic truss | Gauge: 14 | Slope: 8/12 | # of trusses to be replaced
2519 |  | Interior | Attic- unfinished basement-crawlspace | Trusses | Floor Truss | Metal | Replace | Attic truss | Gauge: 14 | Slope:10/12 | # of trusses to be replaced
2520 |  | Interior | Attic- unfinished basement-crawlspace | Trusses | Floor Truss | Metal | Replace | Attic truss | Gauge: 14 | Slope: 12/12 | # of trusses to be replaced
2521 |  | Interior | Attic- unfinished basement-crawlspace | Trusses | Floor Truss | Metal | Replace | Attic truss | Gauge: 20 | Slope: 3/12 | # of trusses to be replaced
2522 |  | Interior | Attic- unfinished basement-crawlspace | Trusses | Floor Truss | Metal | Replace | Attic truss | Gauge: 20 | Slope: 4/12 | # of trusses to be replaced
2523 |  | Interior | Attic- unfinished basement-crawlspace | Trusses | Floor Truss | Metal | Replace | Attic truss | Gauge: 20 | Slope: 6/12 | # of trusses to be replaced
2524 |  | Interior | Attic- unfinished basement-crawlspace | Trusses | Floor Truss | Metal | Replace | Attic truss | Gauge: 20 | Slope: 8/12 | # of trusses to be replaced
2525 |  | Interior | Attic- unfinished basement-crawlspace | Trusses | Floor Truss | Metal | Replace | Attic truss | Gauge: 20 | Slope:10/12 | # of trusses to be replaced
2526 |  | Interior | Attic- unfinished basement-crawlspace | Trusses | Floor Truss | Metal | Replace | Attic truss | Gauge: 20 | Slope: 12/12 | # of trusses to be replaced
2527 |  | Interior | Attic- unfinished basement-crawlspace | Trusses | Floor Truss | Metal | Replace | Girder Truss | Gauge: 14 | Slope: 3/12 | # of trusses to be replaced
2528 |  | Interior | Attic- unfinished basement-crawlspace | Trusses | Floor Truss | Metal | Replace | Girder Truss | Gauge: 14 | Slope: 4/12 | # of trusses to be replaced
2529 |  | Interior | Attic- unfinished basement-crawlspace | Trusses | Floor Truss | Metal | Replace | Girder Truss | Gauge: 14 | Slope: 6/12 | # of trusses to be replaced
2530 |  | Interior | Attic- unfinished basement-crawlspace | Trusses | Floor Truss | Metal | Replace | Girder Truss | Gauge: 14 | Slope: 8/12 | # of trusses to be replaced
2531 |  | Interior | Attic- unfinished basement-crawlspace | Trusses | Floor Truss | Metal | Replace | Girder Truss | Gauge: 14 | Slope:10/12 | # of trusses to be replaced
2532 |  | Interior | Attic- unfinished basement-crawlspace | Trusses | Floor Truss | Metal | Replace | Girder Truss | Gauge: 14 | Slope: 12/12 | # of trusses to be replaced
2533 |  | Interior | Attic- unfinished basement-crawlspace | Trusses | Floor Truss | Metal | Replace | Girder Truss | Gauge: 20 | Slope: 3/12 | # of trusses to be replaced
2534 |  | Interior | Attic- unfinished basement-crawlspace | Trusses | Floor Truss | Metal | Replace | Girder Truss | Gauge: 20 | Slope: 4/12 | # of trusses to be replaced
2535 |  | Interior | Attic- unfinished basement-crawlspace | Trusses | Floor Truss | Metal | Replace | Girder Truss | Gauge: 20 | Slope: 6/12 | # of trusses to be replaced
2536 |  | Interior | Attic- unfinished basement-crawlspace | Trusses | Floor Truss | Metal | Replace | Girder Truss | Gauge: 20 | Slope: 8/12 | # of trusses to be replaced
2537 |  | Interior | Attic- unfinished basement-crawlspace | Trusses | Floor Truss | Metal | Replace | Girder Truss | Gauge: 20 | Slope:10/12 | # of trusses to be replaced
2538 |  | Interior | Attic- unfinished basement-crawlspace | Trusses | Floor Truss | Metal | Replace | Girder Truss | Gauge: 20 | Slope: 12/12 | # of trusses to be replaced
2539 |  | Interior | Attic- unfinished basement-crawlspace | Trusses | Floor Truss | Metal | Replace | Mono Truss | Gauge: 14 | Slope: 3/12 | # of trusses to be replaced
2540 |  | Interior | Attic- unfinished basement-crawlspace | Trusses | Floor Truss | Metal | Replace | Mono Truss | Gauge: 14 | Slope: 4/12 | # of trusses to be replaced
2541 |  | Interior | Attic- unfinished basement-crawlspace | Trusses | Floor Truss | Metal | Replace | Mono Truss | Gauge: 14 | Slope: 6/12 | # of trusses to be replaced
2542 |  | Interior | Attic- unfinished basement-crawlspace | Trusses | Floor Truss | Metal | Replace | Mono Truss | Gauge: 14 | Slope: 8/12 | # of trusses to be replaced
2543 |  | Interior | Attic- unfinished basement-crawlspace | Trusses | Floor Truss | Metal | Replace | Mono Truss | Gauge: 14 | Slope:10/12 | # of trusses to be replaced
2544 |  | Interior | Attic- unfinished basement-crawlspace | Trusses | Floor Truss | Metal | Replace | Mono Truss | Gauge: 14 | Slope: 12/12 | # of trusses to be replaced
2545 |  | Interior | Attic- unfinished basement-crawlspace | Trusses | Floor Truss | Metal | Replace | Mono Truss | Gauge: 20 | Slope: 3/12 | # of trusses to be replaced
2546 |  | Interior | Attic- unfinished basement-crawlspace | Trusses | Floor Truss | Metal | Replace | Mono Truss | Gauge: 20 | Slope: 4/12 | # of trusses to be replaced
2547 |  | Interior | Attic- unfinished basement-crawlspace | Trusses | Floor Truss | Metal | Replace | Mono Truss | Gauge: 20 | Slope: 6/12 | # of trusses to be replaced
2548 |  | Interior | Attic- unfinished basement-crawlspace | Trusses | Floor Truss | Metal | Replace | Mono Truss | Gauge: 20 | Slope: 8/12 | # of trusses to be replaced
2549 |  | Interior | Attic- unfinished basement-crawlspace | Trusses | Floor Truss | Metal | Replace | Mono Truss | Gauge: 20 | Slope:10/12 | # of trusses to be replaced
2550 |  | Interior | Attic- unfinished basement-crawlspace | Trusses | Floor Truss | Metal | Replace | Mono Truss | Gauge: 20 | Slope: 12/12 | # of trusses to be replaced
2551 |  | Interior | Attic- unfinished basement-crawlspace | Trusses | Floor Truss | Metal | Replace | Overbuild-Valley Truss | Gauge: 14 | Slope: 3/12 | # of trusses to be replaced
2552 |  | Interior | Attic- unfinished basement-crawlspace | Trusses | Floor Truss | Metal | Replace | Overbuild-Valley Truss | Gauge: 14 | Slope: 4/12 | # of trusses to be replaced
2553 |  | Interior | Attic- unfinished basement-crawlspace | Trusses | Floor Truss | Metal | Replace | Overbuild-Valley Truss | Gauge: 14 | Slope: 6/12 | # of trusses to be replaced
2554 |  | Interior | Attic- unfinished basement-crawlspace | Trusses | Floor Truss | Metal | Replace | Overbuild-Valley Truss | Gauge: 14 | Slope: 8/12 | # of trusses to be replaced
2555 |  | Interior | Attic- unfinished basement-crawlspace | Trusses | Floor Truss | Metal | Replace | Overbuild-Valley Truss | Gauge: 14 | Slope:10/12 | # of trusses to be replaced
2556 |  | Interior | Attic- unfinished basement-crawlspace | Trusses | Floor Truss | Metal | Replace | Overbuild-Valley Truss | Gauge: 14 | Slope: 12/12 | # of trusses to be replaced
2557 |  | Interior | Attic- unfinished basement-crawlspace | Trusses | Floor Truss | Metal | Replace | Overbuild-Valley Truss | Gauge: 20 | Slope: 3/12 | # of trusses to be replaced
2558 |  | Interior | Attic- unfinished basement-crawlspace | Trusses | Floor Truss | Metal | Replace | Overbuild-Valley Truss | Gauge: 20 | Slope: 4/12 | # of trusses to be replaced
2559 |  | Interior | Attic- unfinished basement-crawlspace | Trusses | Floor Truss | Metal | Replace | Overbuild-Valley Truss | Gauge: 20 | Slope: 6/12 | # of trusses to be replaced
2560 |  | Interior | Attic- unfinished basement-crawlspace | Trusses | Floor Truss | Metal | Replace | Overbuild-Valley Truss | Gauge: 20 | Slope: 8/12 | # of trusses to be replaced
2561 |  | Interior | Attic- unfinished basement-crawlspace | Trusses | Floor Truss | Metal | Replace | Overbuild-Valley Truss | Gauge: 20 | Slope:10/12 | # of trusses to be replaced
2562 |  | Interior | Attic- unfinished basement-crawlspace | Trusses | Floor Truss | Metal | Replace | Overbuild-Valley Truss | Gauge: 20 | Slope: 12/12 | # of trusses to be replaced
2563 |  | Interior | Attic- unfinished basement-crawlspace | Trusses | Floor Truss | Metal | Replace | Scissor Truss | Gauge: 14 | Slope: 3/12 | # of trusses to be replaced
2564 |  | Interior | Attic- unfinished basement-crawlspace | Trusses | Floor Truss | Metal | Replace | Scissor Truss | Gauge: 14 | Slope: 4/12 | # of trusses to be replaced
2565 |  | Interior | Attic- unfinished basement-crawlspace | Trusses | Floor Truss | Metal | Replace | Scissor Truss | Gauge: 14 | Slope: 6/12 | # of trusses to be replaced
2566 |  | Interior | Attic- unfinished basement-crawlspace | Trusses | Floor Truss | Metal | Replace | Scissor Truss | Gauge: 14 | Slope: 8/12 | # of trusses to be replaced
2567 |  | Interior | Attic- unfinished basement-crawlspace | Trusses | Floor Truss | Metal | Replace | Scissor Truss | Gauge: 14 | Slope:10/12 | # of trusses to be replaced
2568 |  | Interior | Attic- unfinished basement-crawlspace | Trusses | Floor Truss | Metal | Replace | Scissor Truss | Gauge: 14 | Slope: 12/12 | # of trusses to be replaced
2569 |  | Interior | Attic- unfinished basement-crawlspace | Trusses | Floor Truss | Metal | Replace | Scissor Truss | Gauge: 20 | Slope: 3/12 | # of trusses to be replaced
2570 |  | Interior | Attic- unfinished basement-crawlspace | Trusses | Floor Truss | Metal | Replace | Scissor Truss | Gauge: 20 | Slope: 4/12 | # of trusses to be replaced
2571 |  | Interior | Attic- unfinished basement-crawlspace | Trusses | Floor Truss | Metal | Replace | Scissor Truss | Gauge: 20 | Slope: 6/12 | # of trusses to be replaced
2572 |  | Interior | Attic- unfinished basement-crawlspace | Trusses | Floor Truss | Metal | Replace | Scissor Truss | Gauge: 20 | Slope: 8/12 | # of trusses to be replaced
2573 |  | Interior | Attic- unfinished basement-crawlspace | Trusses | Floor Truss | Metal | Replace | Scissor Truss | Gauge: 20 | Slope:10/12 | # of trusses to be replaced
2574 |  | Interior | Attic- unfinished basement-crawlspace | Trusses | Floor Truss | Metal | Replace | Scissor Truss | Gauge: 20 | Slope: 12/12 | # of trusses to be replaced
2575 |  | Interior | Attic- unfinished basement-crawlspace | Trusses | Floor Truss | Metal | Replace | Stepdown truss | Gauge: 14 | Slope: 3/12 | # of trusses to be replaced
2576 |  | Interior | Attic- unfinished basement-crawlspace | Trusses | Floor Truss | Metal | Replace | Stepdown truss | Gauge: 14 | Slope: 4/12 | # of trusses to be replaced
2577 |  | Interior | Attic- unfinished basement-crawlspace | Trusses | Floor Truss | Metal | Replace | Stepdown truss | Gauge: 14 | Slope: 6/12 | # of trusses to be replaced
2578 |  | Interior | Attic- unfinished basement-crawlspace | Trusses | Floor Truss | Metal | Replace | Stepdown truss | Gauge: 14 | Slope: 8/12 | # of trusses to be replaced
2579 |  | Interior | Attic- unfinished basement-crawlspace | Trusses | Floor Truss | Metal | Replace | Stepdown truss | Gauge: 14 | Slope:10/12 | # of trusses to be replaced
2580 |  | Interior | Attic- unfinished basement-crawlspace | Trusses | Floor Truss | Metal | Replace | Stepdown truss | Gauge: 14 | Slope: 12/12 | # of trusses to be replaced
2581 |  | Interior | Attic- unfinished basement-crawlspace | Trusses | Floor Truss | Metal | Replace | Stepdown truss | Gauge: 20 | Slope: 3/12 | # of trusses to be replaced
2582 |  | Interior | Attic- unfinished basement-crawlspace | Trusses | Floor Truss | Metal | Replace | Stepdown truss | Gauge: 20 | Slope: 4/12 | # of trusses to be replaced
2583 |  | Interior | Attic- unfinished basement-crawlspace | Trusses | Floor Truss | Metal | Replace | Stepdown truss | Gauge: 20 | Slope: 6/12 | # of trusses to be replaced
2584 |  | Interior | Attic- unfinished basement-crawlspace | Trusses | Floor Truss | Metal | Replace | Stepdown truss | Gauge: 20 | Slope: 8/12 | # of trusses to be replaced
2585 |  | Interior | Attic- unfinished basement-crawlspace | Trusses | Floor Truss | Metal | Replace | Stepdown truss | Gauge: 20 | Slope:10/12 | # of trusses to be replaced
2586 |  | Interior | Attic- unfinished basement-crawlspace | Trusses | Floor Truss | Metal | Replace | Stepdown truss | Gauge: 20 | Slope: 12/12 | # of trusses to be replaced
2587 |  | Interior | Attic- unfinished basement-crawlspace | Trusses | Floor Truss | Metal | Replace | Gambrel | Gauge: 14 | Slope: 3/12 | # of trusses to be replaced
2588 |  | Interior | Attic- unfinished basement-crawlspace | Trusses | Floor Truss | Metal | Replace | Gambrel | Gauge: 14 | Slope: 4/12 | # of trusses to be replaced
2589 |  | Interior | Attic- unfinished basement-crawlspace | Trusses | Floor Truss | Metal | Replace | Gambrel | Gauge: 14 | Slope: 6/12 | # of trusses to be replaced
2590 |  | Interior | Attic- unfinished basement-crawlspace | Trusses | Floor Truss | Metal | Replace | Gambrel | Gauge: 14 | Slope: 8/12 | # of trusses to be replaced
2591 |  | Interior | Attic- unfinished basement-crawlspace | Trusses | Floor Truss | Metal | Replace | Gambrel | Gauge: 14 | Slope:10/12 | # of trusses to be replaced
2592 |  | Interior | Attic- unfinished basement-crawlspace | Trusses | Floor Truss | Metal | Replace | Gambrel | Gauge: 14 | Slope: 12/12 | # of trusses to be replaced
2593 |  | Interior | Attic- unfinished basement-crawlspace | Trusses | Floor Truss | Metal | Replace | Gambrel | Gauge: 20 | Slope: 3/12 | # of trusses to be replaced
2594 |  | Interior | Attic- unfinished basement-crawlspace | Trusses | Floor Truss | Metal | Replace | Gambrel | Gauge: 20 | Slope: 4/12 | # of trusses to be replaced
2595 |  | Interior | Attic- unfinished basement-crawlspace | Trusses | Floor Truss | Metal | Replace | Gambrel | Gauge: 20 | Slope: 6/12 | # of trusses to be replaced
2596 |  | Interior | Attic- unfinished basement-crawlspace | Trusses | Floor Truss | Metal | Replace | Gambrel | Gauge: 20 | Slope: 8/12 | # of trusses to be replaced
2597 |  | Interior | Attic- unfinished basement-crawlspace | Trusses | Floor Truss | Metal | Replace | Gambrel | Gauge: 20 | Slope:10/12 | # of trusses to be replaced
2598 |  | Interior | Attic- unfinished basement-crawlspace | Trusses | Floor Truss | Metal | Replace | Gambrel | Gauge: 20 | Slope: 12/12 | # of trusses to be replaced
2599 |  | Interior | Attic- unfinished basement-crawlspace | Trusses | Floor Truss | Metal | Replace | Flat | Gauge: 14 | Slope: 3/12 | # of trusses to be replaced
2600 |  | Interior | Attic- unfinished basement-crawlspace | Trusses | Floor Truss | Metal | Replace | Flat | Gauge: 14 | Slope: 4/12 | # of trusses to be replaced
2601 |  | Interior | Attic- unfinished basement-crawlspace | Trusses | Floor Truss | Metal | Replace | Flat | Gauge: 14 | Slope: 6/12 | # of trusses to be replaced
2602 |  | Interior | Attic- unfinished basement-crawlspace | Trusses | Floor Truss | Metal | Replace | Flat | Gauge: 14 | Slope: 8/12 | # of trusses to be replaced
2603 |  | Interior | Attic- unfinished basement-crawlspace | Trusses | Floor Truss | Metal | Replace | Flat | Gauge: 14 | Slope:10/12 | # of trusses to be replaced
2604 |  | Interior | Attic- unfinished basement-crawlspace | Trusses | Floor Truss | Metal | Replace | Flat | Gauge: 14 | Slope: 12/12 | # of trusses to be replaced
2605 |  | Interior | Attic- unfinished basement-crawlspace | Trusses | Floor Truss | Metal | Replace | Flat | Gauge: 20 | Slope: 3/12 | # of trusses to be replaced
2606 |  | Interior | Attic- unfinished basement-crawlspace | Trusses | Floor Truss | Metal | Replace | Flat | Gauge: 20 | Slope: 4/12 | # of trusses to be replaced
2607 |  | Interior | Attic- unfinished basement-crawlspace | Trusses | Floor Truss | Metal | Replace | Flat | Gauge: 20 | Slope: 6/12 | # of trusses to be replaced
2608 |  | Interior | Attic- unfinished basement-crawlspace | Trusses | Floor Truss | Metal | Replace | Flat | Gauge: 20 | Slope: 8/12 | # of trusses to be replaced
2609 |  | Interior | Attic- unfinished basement-crawlspace | Trusses | Floor Truss | Metal | Replace | Flat | Gauge: 20 | Slope:10/12 | # of trusses to be replaced
2610 |  | Interior | Attic- unfinished basement-crawlspace | Trusses | Floor Truss | Metal | Replace | Flat | Gauge: 20 | Slope: 12/12 | # of trusses to be replaced
2611 |  | Interior | Attic- unfinished basement-crawlspace | Trusses | Floor Truss | Metal | Replace | Standard | Gauge: 14 | Slope: 3/12 | Truss Strap/Anchor present | # Truss strap / Anchor
2612 |  | Interior | Attic- unfinished basement-crawlspace | Trusses | Floor Truss | Metal | Replace | Standard | Gauge: 14 | Slope: 4/12 | Truss Strap/Anchor present | # Truss strap / Anchor
2613 |  | Interior | Attic- unfinished basement-crawlspace | Trusses | Floor Truss | Metal | Replace | Standard | Gauge: 14 | Slope: 6/12 | Truss Strap/Anchor present | # Truss strap / Anchor
2614 |  | Interior | Attic- unfinished basement-crawlspace | Trusses | Floor Truss | Metal | Replace | Standard | Gauge: 14 | Slope: 8/12 | Truss Strap/Anchor present | # Truss strap / Anchor
2615 |  | Interior | Attic- unfinished basement-crawlspace | Trusses | Floor Truss | Metal | Replace | Standard | Gauge: 14 | Slope:10/12 | Truss Strap/Anchor present | # Truss strap / Anchor
2616 |  | Interior | Attic- unfinished basement-crawlspace | Trusses | Floor Truss | Metal | Replace | Standard | Gauge: 14 | Slope: 12/12 | Truss Strap/Anchor present | # Truss strap / Anchor
2617 |  | Interior | Attic- unfinished basement-crawlspace | Trusses | Floor Truss | Metal | Replace | Standard | Gauge: 20 | Slope: 3/12 | Truss Strap/Anchor present | # Truss strap / Anchor
2618 |  | Interior | Attic- unfinished basement-crawlspace | Trusses | Floor Truss | Metal | Replace | Standard | Gauge: 20 | Slope: 4/12 | Truss Strap/Anchor present | # Truss strap / Anchor
2619 |  | Interior | Attic- unfinished basement-crawlspace | Trusses | Floor Truss | Metal | Replace | Standard | Gauge: 20 | Slope: 6/12 | Truss Strap/Anchor present | # Truss strap / Anchor
2620 |  | Interior | Attic- unfinished basement-crawlspace | Trusses | Floor Truss | Metal | Replace | Standard | Gauge: 20 | Slope: 8/12 | Truss Strap/Anchor present | # Truss strap / Anchor
2621 |  | Interior | Attic- unfinished basement-crawlspace | Trusses | Floor Truss | Metal | Replace | Standard | Gauge: 20 | Slope:10/12 | Truss Strap/Anchor present | # Truss strap / Anchor
2622 |  | Interior | Attic- unfinished basement-crawlspace | Trusses | Floor Truss | Metal | Replace | Standard | Gauge: 20 | Slope: 12/12 | Truss Strap/Anchor present | # Truss strap / Anchor
2623 |  | Interior | Attic- unfinished basement-crawlspace | Trusses | Floor Truss | Metal | Replace | Standard | Heavy loading | Slope: 3/12 | Truss Strap/Anchor present | # Truss strap / Anchor
2624 |  | Interior | Attic- unfinished basement-crawlspace | Trusses | Floor Truss | Metal | Replace | Attic truss | Gauge: 14 | Slope: 3/12 | Truss Strap/Anchor present | # Truss strap / Anchor
2625 |  | Interior | Attic- unfinished basement-crawlspace | Trusses | Floor Truss | Metal | Replace | Attic truss | Gauge: 14 | Slope: 4/12 | Truss Strap/Anchor present | # Truss strap / Anchor
2626 |  | Interior | Attic- unfinished basement-crawlspace | Trusses | Floor Truss | Metal | Replace | Attic truss | Gauge: 14 | Slope: 6/12 | Truss Strap/Anchor present | # Truss strap / Anchor
2627 |  | Interior | Attic- unfinished basement-crawlspace | Trusses | Floor Truss | Metal | Replace | Attic truss | Gauge: 14 | Slope: 8/12 | Truss Strap/Anchor present | # Truss strap / Anchor
2628 |  | Interior | Attic- unfinished basement-crawlspace | Trusses | Floor Truss | Metal | Replace | Attic truss | Gauge: 14 | Slope:10/12 | Truss Strap/Anchor present | # Truss strap / Anchor
2629 |  | Interior | Attic- unfinished basement-crawlspace | Trusses | Floor Truss | Metal | Replace | Attic truss | Gauge: 14 | Slope: 12/12 | Truss Strap/Anchor present | # Truss strap / Anchor
2630 |  | Interior | Attic- unfinished basement-crawlspace | Trusses | Floor Truss | Metal | Replace | Attic truss | Gauge: 20 | Slope: 3/12 | Truss Strap/Anchor present | # Truss strap / Anchor
2631 |  | Interior | Attic- unfinished basement-crawlspace | Trusses | Floor Truss | Metal | Replace | Attic truss | Gauge: 20 | Slope: 4/12 | Truss Strap/Anchor present | # Truss strap / Anchor
2632 |  | Interior | Attic- unfinished basement-crawlspace | Trusses | Floor Truss | Metal | Replace | Attic truss | Gauge: 20 | Slope: 6/12 | Truss Strap/Anchor present | # Truss strap / Anchor
2633 |  | Interior | Attic- unfinished basement-crawlspace | Trusses | Floor Truss | Metal | Replace | Attic truss | Gauge: 20 | Slope: 8/12 | Truss Strap/Anchor present | # Truss strap / Anchor
2634 |  | Interior | Attic- unfinished basement-crawlspace | Trusses | Floor Truss | Metal | Replace | Attic truss | Gauge: 20 | Slope:10/12 | Truss Strap/Anchor present | # Truss strap / Anchor
2635 |  | Interior | Attic- unfinished basement-crawlspace | Trusses | Floor Truss | Metal | Replace | Attic truss | Gauge: 20 | Slope: 12/12 | Truss Strap/Anchor present | # Truss strap / Anchor
2636 |  | Interior | Attic- unfinished basement-crawlspace | Trusses | Floor Truss | Metal | Replace | Attic truss | Heavy loading | Slope: 3/12 | Truss Strap/Anchor present | # Truss strap / Anchor
2637 |  | Interior | Attic- unfinished basement-crawlspace | Trusses | Floor Truss | Metal | Replace | Girder Truss | Gauge: 14 | Slope: 3/12 | Truss Strap/Anchor present | # Truss strap / Anchor
2638 |  | Interior | Attic- unfinished basement-crawlspace | Trusses | Floor Truss | Metal | Replace | Girder Truss | Gauge: 14 | Slope: 4/12 | Truss Strap/Anchor present | # Truss strap / Anchor
2639 |  | Interior | Attic- unfinished basement-crawlspace | Trusses | Floor Truss | Metal | Replace | Girder Truss | Gauge: 14 | Slope: 6/12 | Truss Strap/Anchor present | # Truss strap / Anchor
2640 |  | Interior | Attic- unfinished basement-crawlspace | Trusses | Floor Truss | Metal | Replace | Girder Truss | Gauge: 14 | Slope: 8/12 | Truss Strap/Anchor present | # Truss strap / Anchor
2641 |  | Interior | Attic- unfinished basement-crawlspace | Trusses | Floor Truss | Metal | Replace | Girder Truss | Gauge: 14 | Slope:10/12 | Truss Strap/Anchor present | # Truss strap / Anchor
2642 |  | Interior | Attic- unfinished basement-crawlspace | Trusses | Floor Truss | Metal | Replace | Girder Truss | Gauge: 14 | Slope: 12/12 | Truss Strap/Anchor present | # Truss strap / Anchor
2643 |  | Interior | Attic- unfinished basement-crawlspace | Trusses | Floor Truss | Metal | Replace | Girder Truss | Gauge: 20 | Slope: 3/12 | Truss Strap/Anchor present | # Truss strap / Anchor
2644 |  | Interior | Attic- unfinished basement-crawlspace | Trusses | Floor Truss | Metal | Replace | Girder Truss | Gauge: 20 | Slope: 4/12 | Truss Strap/Anchor present | # Truss strap / Anchor
2645 |  | Interior | Attic- unfinished basement-crawlspace | Trusses | Floor Truss | Metal | Replace | Girder Truss | Gauge: 20 | Slope: 6/12 | Truss Strap/Anchor present | # Truss strap / Anchor
2646 |  | Interior | Attic- unfinished basement-crawlspace | Trusses | Floor Truss | Metal | Replace | Girder Truss | Gauge: 20 | Slope: 8/12 | Truss Strap/Anchor present | # Truss strap / Anchor
2647 |  | Interior | Attic- unfinished basement-crawlspace | Trusses | Floor Truss | Metal | Replace | Girder Truss | Gauge: 20 | Slope:10/12 | Truss Strap/Anchor present | # Truss strap / Anchor
2648 |  | Interior | Attic- unfinished basement-crawlspace | Trusses | Floor Truss | Metal | Replace | Girder Truss | Gauge: 20 | Slope: 12/12 | Truss Strap/Anchor present | # Truss strap / Anchor
2649 |  | Interior | Attic- unfinished basement-crawlspace | Trusses | Floor Truss | Metal | Replace | Mono Truss | Gauge: 14 | Slope: 3/12 | Truss Strap/Anchor present | # Truss strap / Anchor
2650 |  | Interior | Attic- unfinished basement-crawlspace | Trusses | Floor Truss | Metal | Replace | Mono Truss | Gauge: 14 | Slope: 4/12 | Truss Strap/Anchor present | # Truss strap / Anchor
2651 |  | Interior | Attic- unfinished basement-crawlspace | Trusses | Floor Truss | Metal | Replace | Mono Truss | Gauge: 14 | Slope: 6/12 | Truss Strap/Anchor present | # Truss strap / Anchor
2652 |  | Interior | Attic- unfinished basement-crawlspace | Trusses | Floor Truss | Metal | Replace | Mono Truss | Gauge: 14 | Slope: 8/12 | Truss Strap/Anchor present | # Truss strap / Anchor
2653 |  | Interior | Attic- unfinished basement-crawlspace | Trusses | Floor Truss | Metal | Replace | Mono Truss | Gauge: 14 | Slope:10/12 | Truss Strap/Anchor present | # Truss strap / Anchor
2654 |  | Interior | Attic- unfinished basement-crawlspace | Trusses | Floor Truss | Metal | Replace | Mono Truss | Gauge: 14 | Slope: 12/12 | Truss Strap/Anchor present | # Truss strap / Anchor
2655 |  | Interior | Attic- unfinished basement-crawlspace | Trusses | Floor Truss | Metal | Replace | Mono Truss | Gauge: 20 | Slope: 3/12 | Truss Strap/Anchor present | # Truss strap / Anchor
2656 |  | Interior | Attic- unfinished basement-crawlspace | Trusses | Floor Truss | Metal | Replace | Mono Truss | Gauge: 20 | Slope: 4/12 | Truss Strap/Anchor present | # Truss strap / Anchor
2657 |  | Interior | Attic- unfinished basement-crawlspace | Trusses | Floor Truss | Metal | Replace | Mono Truss | Gauge: 20 | Slope: 6/12 | Truss Strap/Anchor present | # Truss strap / Anchor
2658 |  | Interior | Attic- unfinished basement-crawlspace | Trusses | Floor Truss | Metal | Replace | Mono Truss | Gauge: 20 | Slope: 8/12 | Truss Strap/Anchor present | # Truss strap / Anchor
2659 |  | Interior | Attic- unfinished basement-crawlspace | Trusses | Floor Truss | Metal | Replace | Mono Truss | Gauge: 20 | Slope:10/12 | Truss Strap/Anchor present | # Truss strap / Anchor
2660 |  | Interior | Attic- unfinished basement-crawlspace | Trusses | Floor Truss | Metal | Replace | Mono Truss | Gauge: 20 | Slope: 12/12 | Truss Strap/Anchor present | # Truss strap / Anchor
2661 |  | Interior | Attic- unfinished basement-crawlspace | Trusses | Floor Truss | Metal | Replace | Overbuild-Valley Truss | Gauge: 14 | Slope: 3/12 | Truss Strap/Anchor present | # Truss strap / Anchor
2662 |  | Interior | Attic- unfinished basement-crawlspace | Trusses | Floor Truss | Metal | Replace | Overbuild-Valley Truss | Gauge: 14 | Slope: 4/12 | Truss Strap/Anchor present | # Truss strap / Anchor
2663 |  | Interior | Attic- unfinished basement-crawlspace | Trusses | Floor Truss | Metal | Replace | Overbuild-Valley Truss | Gauge: 14 | Slope: 6/12 | Truss Strap/Anchor present | # Truss strap / Anchor
2664 |  | Interior | Attic- unfinished basement-crawlspace | Trusses | Floor Truss | Metal | Replace | Overbuild-Valley Truss | Gauge: 14 | Slope: 8/12 | Truss Strap/Anchor present | # Truss strap / Anchor
2665 |  | Interior | Attic- unfinished basement-crawlspace | Trusses | Floor Truss | Metal | Replace | Overbuild-Valley Truss | Gauge: 14 | Slope:10/12 | Truss Strap/Anchor present | # Truss strap / Anchor
2666 |  | Interior | Attic- unfinished basement-crawlspace | Trusses | Floor Truss | Metal | Replace | Overbuild-Valley Truss | Gauge: 14 | Slope: 12/12 | Truss Strap/Anchor present | # Truss strap / Anchor
2667 |  | Interior | Attic- unfinished basement-crawlspace | Trusses | Floor Truss | Metal | Replace | Overbuild-Valley Truss | Gauge: 20 | Slope: 3/12 | Truss Strap/Anchor present | # Truss strap / Anchor
2668 |  | Interior | Attic- unfinished basement-crawlspace | Trusses | Floor Truss | Metal | Replace | Overbuild-Valley Truss | Gauge: 20 | Slope: 4/12 | Truss Strap/Anchor present | # Truss strap / Anchor
2669 |  | Interior | Attic- unfinished basement-crawlspace | Trusses | Floor Truss | Metal | Replace | Overbuild-Valley Truss | Gauge: 20 | Slope: 6/12 | Truss Strap/Anchor present | # Truss strap / Anchor
2670 |  | Interior | Attic- unfinished basement-crawlspace | Trusses | Floor Truss | Metal | Replace | Overbuild-Valley Truss | Gauge: 20 | Slope: 8/12 | Truss Strap/Anchor present | # Truss strap / Anchor
2671 |  | Interior | Attic- unfinished basement-crawlspace | Trusses | Floor Truss | Metal | Replace | Overbuild-Valley Truss | Gauge: 20 | Slope:10/12 | Truss Strap/Anchor present | # Truss strap / Anchor
2672 |  | Interior | Attic- unfinished basement-crawlspace | Trusses | Floor Truss | Metal | Replace | Overbuild-Valley Truss | Gauge: 20 | Slope: 12/12 | Truss Strap/Anchor present | # Truss strap / Anchor
2673 |  | Interior | Attic- unfinished basement-crawlspace | Trusses | Floor Truss | Metal | Replace | Scissor Truss | Gauge: 14 | Slope: 3/12 | Truss Strap/Anchor present | # Truss strap / Anchor
2674 |  | Interior | Attic- unfinished basement-crawlspace | Trusses | Floor Truss | Metal | Replace | Scissor Truss | Gauge: 14 | Slope: 4/12 | Truss Strap/Anchor present | # Truss strap / Anchor
2675 |  | Interior | Attic- unfinished basement-crawlspace | Trusses | Floor Truss | Metal | Replace | Scissor Truss | Gauge: 14 | Slope: 6/12 | Truss Strap/Anchor present | # Truss strap / Anchor
2676 |  | Interior | Attic- unfinished basement-crawlspace | Trusses | Floor Truss | Metal | Replace | Scissor Truss | Gauge: 14 | Slope: 8/12 | Truss Strap/Anchor present | # Truss strap / Anchor
2677 |  | Interior | Attic- unfinished basement-crawlspace | Trusses | Floor Truss | Metal | Replace | Scissor Truss | Gauge: 14 | Slope:10/12 | Truss Strap/Anchor present | # Truss strap / Anchor
2678 |  | Interior | Attic- unfinished basement-crawlspace | Trusses | Floor Truss | Metal | Replace | Scissor Truss | Gauge: 14 | Slope: 12/12 | Truss Strap/Anchor present | # Truss strap / Anchor
2679 |  | Interior | Attic- unfinished basement-crawlspace | Trusses | Floor Truss | Metal | Replace | Scissor Truss | Gauge: 20 | Slope: 3/12 | Truss Strap/Anchor present | # Truss strap / Anchor
2680 |  | Interior | Attic- unfinished basement-crawlspace | Trusses | Floor Truss | Metal | Replace | Scissor Truss | Gauge: 20 | Slope: 4/12 | Truss Strap/Anchor present | # Truss strap / Anchor
2681 |  | Interior | Attic- unfinished basement-crawlspace | Trusses | Floor Truss | Metal | Replace | Scissor Truss | Gauge: 20 | Slope: 6/12 | Truss Strap/Anchor present | # Truss strap / Anchor
2682 |  | Interior | Attic- unfinished basement-crawlspace | Trusses | Floor Truss | Metal | Replace | Scissor Truss | Gauge: 20 | Slope: 8/12 | Truss Strap/Anchor present | # Truss strap / Anchor
2683 |  | Interior | Attic- unfinished basement-crawlspace | Trusses | Floor Truss | Metal | Replace | Scissor Truss | Gauge: 20 | Slope:10/12 | Truss Strap/Anchor present | # Truss strap / Anchor
2684 |  | Interior | Attic- unfinished basement-crawlspace | Trusses | Floor Truss | Metal | Replace | Scissor Truss | Gauge: 20 | Slope: 12/12 | Truss Strap/Anchor present | # Truss strap / Anchor
2685 |  | Interior | Attic- unfinished basement-crawlspace | Trusses | Floor Truss | Metal | Replace | Stepdown truss | Gauge: 14 | Slope: 3/12 | Truss Strap/Anchor present | # Truss strap / Anchor
2686 |  | Interior | Attic- unfinished basement-crawlspace | Trusses | Floor Truss | Metal | Replace | Stepdown truss | Gauge: 14 | Slope: 4/12 | Truss Strap/Anchor present | # Truss strap / Anchor
2687 |  | Interior | Attic- unfinished basement-crawlspace | Trusses | Floor Truss | Metal | Replace | Stepdown truss | Gauge: 14 | Slope: 6/12 | Truss Strap/Anchor present | # Truss strap / Anchor
2688 |  | Interior | Attic- unfinished basement-crawlspace | Trusses | Floor Truss | Metal | Replace | Stepdown truss | Gauge: 14 | Slope: 8/12 | Truss Strap/Anchor present | # Truss strap / Anchor
2689 |  | Interior | Attic- unfinished basement-crawlspace | Trusses | Floor Truss | Metal | Replace | Stepdown truss | Gauge: 14 | Slope:10/12 | Truss Strap/Anchor present | # Truss strap / Anchor
2690 |  | Interior | Attic- unfinished basement-crawlspace | Trusses | Floor Truss | Metal | Replace | Stepdown truss | Gauge: 14 | Slope: 12/12 | Truss Strap/Anchor present | # Truss strap / Anchor
2691 |  | Interior | Attic- unfinished basement-crawlspace | Trusses | Floor Truss | Metal | Replace | Stepdown truss | Gauge: 20 | Slope: 3/12 | Truss Strap/Anchor present | # Truss strap / Anchor
2692 |  | Interior | Attic- unfinished basement-crawlspace | Trusses | Floor Truss | Metal | Replace | Stepdown truss | Gauge: 20 | Slope: 4/12 | Truss Strap/Anchor present | # Truss strap / Anchor
2693 |  | Interior | Attic- unfinished basement-crawlspace | Trusses | Floor Truss | Metal | Replace | Stepdown truss | Gauge: 20 | Slope: 6/12 | Truss Strap/Anchor present | # Truss strap / Anchor
2694 |  | Interior | Attic- unfinished basement-crawlspace | Trusses | Floor Truss | Metal | Replace | Stepdown truss | Gauge: 20 | Slope: 8/12 | Truss Strap/Anchor present | # Truss strap / Anchor
2695 |  | Interior | Attic- unfinished basement-crawlspace | Trusses | Floor Truss | Metal | Replace | Stepdown truss | Gauge: 20 | Slope:10/12 | Truss Strap/Anchor present | # Truss strap / Anchor
2696 |  | Interior | Attic- unfinished basement-crawlspace | Trusses | Floor Truss | Metal | Replace | Stepdown truss | Gauge: 20 | Slope: 12/12 | Truss Strap/Anchor present | # Truss strap / Anchor
2697 |  | Interior | Attic- unfinished basement-crawlspace | Trusses | Floor Truss | Metal | Replace | Gambrel | Gauge: 14 | Slope: 3/12 | Truss Strap/Anchor present | # Truss strap / Anchor
2698 |  | Interior | Attic- unfinished basement-crawlspace | Trusses | Floor Truss | Metal | Replace | Gambrel | Gauge: 14 | Slope: 4/12 | Truss Strap/Anchor present | # Truss strap / Anchor
2699 |  | Interior | Attic- unfinished basement-crawlspace | Trusses | Floor Truss | Metal | Replace | Gambrel | Gauge: 14 | Slope: 6/12 | Truss Strap/Anchor present | # Truss strap / Anchor
2700 |  | Interior | Attic- unfinished basement-crawlspace | Trusses | Floor Truss | Metal | Replace | Gambrel | Gauge: 14 | Slope: 8/12 | Truss Strap/Anchor present | # Truss strap / Anchor
2701 |  | Interior | Attic- unfinished basement-crawlspace | Trusses | Floor Truss | Metal | Replace | Gambrel | Gauge: 14 | Slope:10/12 | Truss Strap/Anchor present | # Truss strap / Anchor
2702 |  | Interior | Attic- unfinished basement-crawlspace | Trusses | Floor Truss | Metal | Replace | Gambrel | Gauge: 14 | Slope: 12/12 | Truss Strap/Anchor present | # Truss strap / Anchor
2703 |  | Interior | Attic- unfinished basement-crawlspace | Trusses | Floor Truss | Metal | Replace | Gambrel | Gauge: 20 | Slope: 3/12 | Truss Strap/Anchor present | # Truss strap / Anchor
2704 |  | Interior | Attic- unfinished basement-crawlspace | Trusses | Floor Truss | Metal | Replace | Gambrel | Gauge: 20 | Slope: 4/12 | Truss Strap/Anchor present | # Truss strap / Anchor
2705 |  | Interior | Attic- unfinished basement-crawlspace | Trusses | Floor Truss | Metal | Replace | Gambrel | Gauge: 20 | Slope: 6/12 | Truss Strap/Anchor present | # Truss strap / Anchor
2706 |  | Interior | Attic- unfinished basement-crawlspace | Trusses | Floor Truss | Metal | Replace | Gambrel | Gauge: 20 | Slope: 8/12 | Truss Strap/Anchor present | # Truss strap / Anchor
2707 |  | Interior | Attic- unfinished basement-crawlspace | Trusses | Floor Truss | Metal | Replace | Gambrel | Gauge: 20 | Slope:10/12 | Truss Strap/Anchor present | # Truss strap / Anchor
2708 |  | Interior | Attic- unfinished basement-crawlspace | Trusses | Floor Truss | Metal | Replace | Gambrel | Gauge: 20 | Slope: 12/12 | Truss Strap/Anchor present | # Truss strap / Anchor
2709 |  | Interior | Attic- unfinished basement-crawlspace | Trusses | Floor Truss | Metal | Replace | Flat | Gauge: 14 | Slope: 3/12 | Truss Strap/Anchor present | # Truss strap / Anchor
2710 |  | Interior | Attic- unfinished basement-crawlspace | Trusses | Floor Truss | Metal | Replace | Flat | Gauge: 14 | Slope: 4/12 | Truss Strap/Anchor present | # Truss strap / Anchor
2711 |  | Interior | Attic- unfinished basement-crawlspace | Trusses | Floor Truss | Metal | Replace | Flat | Gauge: 14 | Slope: 6/12 | Truss Strap/Anchor present | # Truss strap / Anchor
2712 |  | Interior | Attic- unfinished basement-crawlspace | Trusses | Floor Truss | Metal | Replace | Flat | Gauge: 14 | Slope: 8/12 | Truss Strap/Anchor present | # Truss strap / Anchor
2713 |  | Interior | Attic- unfinished basement-crawlspace | Trusses | Floor Truss | Metal | Replace | Flat | Gauge: 14 | Slope:10/12 | Truss Strap/Anchor present | # Truss strap / Anchor
2714 |  | Interior | Attic- unfinished basement-crawlspace | Trusses | Floor Truss | Metal | Replace | Flat | Gauge: 14 | Slope: 12/12 | Truss Strap/Anchor present | # Truss strap / Anchor
2715 |  | Interior | Attic- unfinished basement-crawlspace | Trusses | Floor Truss | Metal | Replace | Flat | Gauge: 20 | Slope: 3/12 | Truss Strap/Anchor present | # Truss strap / Anchor
2716 |  | Interior | Attic- unfinished basement-crawlspace | Trusses | Floor Truss | Metal | Replace | Flat | Gauge: 20 | Slope: 4/12 | Truss Strap/Anchor present | # Truss strap / Anchor
2717 |  | Interior | Attic- unfinished basement-crawlspace | Trusses | Floor Truss | Metal | Replace | Flat | Gauge: 20 | Slope: 6/12 | Truss Strap/Anchor present | # Truss strap / Anchor
2718 |  | Interior | Attic- unfinished basement-crawlspace | Trusses | Floor Truss | Metal | Replace | Flat | Gauge: 20 | Slope: 8/12 | Truss Strap/Anchor present | # Truss strap / Anchor
2719 |  | Interior | Attic- unfinished basement-crawlspace | Trusses | Floor Truss | Metal | Replace | Flat | Gauge: 20 | Slope:10/12 | Truss Strap/Anchor present | # Truss strap / Anchor
2720 |  | Interior | Attic- unfinished basement-crawlspace | Trusses | Floor Truss | Metal | Replace | Flat | Gauge: 20 | Slope: 12/12 | Truss Strap/Anchor present | # Truss strap / Anchor
2721 |  | Interior | Attic- unfinished basement-crawlspace | Trusses | Level 1: Floor Truss; Level 2: Metal; Level3: Replace; Level 4: Crane needed; Level 5: Hours
2722 |  | Interior | Attic- unfinished basement-crawlspace | Trusses | Level 1: Floor Truss; Level 2: Metal; Level3: Replace; Level 4: Ceiling Trayed/Coffered/Dropped; Level 5: Sq Ft
2723 |  | Interior | Attic- unfinished basement-crawlspace | Trusses | Floor Truss | Metal | Replace | Sheathing removal/replacement needed | Plywood type: OSB | Thickness: 3/8" | Sq Ft
2724 |  | Interior | Attic- unfinished basement-crawlspace | Trusses | Floor Truss | Metal | Replace | Sheathing removal/replacement needed | Plywood type: OSB | Thickness: 1/2" | Sq Ft
2725 |  | Interior | Attic- unfinished basement-crawlspace | Trusses | Floor Truss | Metal | Replace | Sheathing removal/replacement needed | Plywood type: OSB | Thickness: 5/8" | Sq Ft
2726 |  | Interior | Attic- unfinished basement-crawlspace | Trusses | Floor Truss | Metal | Replace | Sheathing removal/replacement needed | Plywood type: OSB | Thickness: 3/4" | Sq Ft
2727 |  | Interior | Attic- unfinished basement-crawlspace | Trusses | Floor Truss | Metal | Replace | Sheathing removal/replacement needed | Plywood type: CDX | Thickness: 3/8" | Sq Ft
2728 |  | Interior | Attic- unfinished basement-crawlspace | Trusses | Floor Truss | Metal | Replace | Sheathing removal/replacement needed | Plywood type: CDX | Thickness: 1/2" | Sq Ft
2729 |  | Interior | Attic- unfinished basement-crawlspace | Trusses | Floor Truss | Metal | Replace | Sheathing removal/replacement needed | Plywood type: CDX | Thickness: 5/8" | Sq Ft
2730 |  | Interior | Attic- unfinished basement-crawlspace | Trusses | Floor Truss | Metal | Replace | Sheathing removal/replacement needed | Plywood type: CDX | Thickness: 3/4" | Sq Ft
2731 |  | Interior | Attic- unfinished basement-crawlspace | Trusses | Floor Truss | Metal | Replace | Sheathing removal/replacement needed | Plywood type: metal decking | Ribs: 1-1/2" | Sq Ft
2732 |  | Interior | Attic- unfinished basement-crawlspace | Trusses | Floor Truss | Metal | Replace | Sheathing removal/replacement needed | Plywood type: metal decking | Ribs: 3" | Sq Ft
2733 |  | Interior | Attic- unfinished basement-crawlspace | Trusses | Floor Truss | Timber | Replace | Truss Type: Hammer Beam | Timber Dimension: 8x8 | Pitch: 6/12 | Overall Truss Span
2734 |  | Interior | Attic- unfinished basement-crawlspace | Trusses | Floor Truss |  | Replace | Truss Type: Hammer Beam | Timber Dimension: 8x9 | Pitch: 8/12 | Overall Truss Span
2735 |  | Interior | Attic- unfinished basement-crawlspace | Trusses | Floor Truss |  | Replace | Truss Type: Hammer Beam | Timber Dimension: 8x10 | Pitch: 10/12 | Overall Truss Span
2736 |  | Interior | Attic- unfinished basement-crawlspace | Trusses | Floor Truss |  | Replace | Truss Type: Hammer Beam | Timber Dimension: 8x11 | Pitch: 12/12 | Overall Truss Span
2737 |  | Interior | Attic- unfinished basement-crawlspace | Trusses | Floor Truss |  | Replace | Truss Type: Hammer Beam | Timber Dimension: 10x10 | Pitch: 6/12 | Overall Truss Span
2738 |  | Interior | Attic- unfinished basement-crawlspace | Trusses | Floor Truss |  | Replace | Truss Type: Hammer Beam | Timber Dimension: 10x11 | Pitch: 8/12 | Overall Truss Span
2739 |  | Interior | Attic- unfinished basement-crawlspace | Trusses | Floor Truss |  | Replace | Truss Type: Hammer Beam | Timber Dimension: 10x12 | Pitch: 10/12 | Overall Truss Span
2740 |  | Interior | Attic- unfinished basement-crawlspace | Trusses | Floor Truss |  | Replace | Truss Type: Hammer Beam | Timber Dimension: 10x13 | Pitch: 12/12 | Overall Truss Span
2741 |  | Interior | Attic- unfinished basement-crawlspace | Trusses | Floor Truss |  | Replace | Truss Type: Hammer Beam | Timber Dimension: 12x12 | Pitch: 6/12 | Overall Truss Span
2742 |  | Interior | Attic- unfinished basement-crawlspace | Trusses | Floor Truss |  | Replace | Truss Type: Hammer Beam | Timber Dimension: 12x13 | Pitch: 8/12 | Overall Truss Span
2743 |  | Interior | Attic- unfinished basement-crawlspace | Trusses | Floor Truss |  | Replace | Truss Type: Hammer Beam | Timber Dimension: 12x14 | Pitch: 10/12 | Overall Truss Span
2744 |  | Interior | Attic- unfinished basement-crawlspace | Trusses | Floor Truss |  | Replace | Truss Type: Hammer Beam | Timber Dimension: 12x15 | Pitch: 12/12 | Overall Truss Span
2745 |  | Interior | Attic- unfinished basement-crawlspace | Trusses | Floor Truss |  | Replace | Truss Type: King-Queen-Scissor | Timber Dimension: 8x8 | Pitch: 6/12 | Overall Truss Span
2746 |  | Interior | Attic- unfinished basement-crawlspace | Trusses | Floor Truss |  | Replace | Truss Type: King-Queen-Scissor | Timber Dimension: 8x9 | Pitch: 8/12 | Overall Truss Span
2747 |  | Interior | Attic- unfinished basement-crawlspace | Trusses | Floor Truss |  | Replace | Truss Type: King-Queen-Scissor | Timber Dimension: 8x10 | Pitch: 10/12 | Overall Truss Span
2748 |  | Interior | Attic- unfinished basement-crawlspace | Trusses | Floor Truss |  | Replace | Truss Type: King-Queen-Scissor | Timber Dimension: 8x11 | Pitch: 12/12 | Overall Truss Span
2749 |  | Interior | Attic- unfinished basement-crawlspace | Trusses | Floor Truss |  | Replace | Truss Type: King-Queen-Scissor | Timber Dimension: 10x10 | Pitch: 6/12 | Overall Truss Span
2750 |  | Interior | Attic- unfinished basement-crawlspace | Trusses | Floor Truss |  | Replace | Truss Type: King-Queen-Scissor | Timber Dimension: 10x11 | Pitch: 8/12 | Overall Truss Span
2751 |  | Interior | Attic- unfinished basement-crawlspace | Trusses | Floor Truss |  | Replace | Truss Type: King-Queen-Scissor | Timber Dimension: 10x12 | Pitch: 10/12 | Overall Truss Span
2752 |  | Interior | Attic- unfinished basement-crawlspace | Trusses | Floor Truss |  | Replace | Truss Type: King-Queen-Scissor | Timber Dimension: 10x13 | Pitch: 12/12 | Overall Truss Span
2753 |  | Interior | Attic- unfinished basement-crawlspace | Trusses | Floor Truss |  | Replace | Truss Type: King-Queen-Scissor | Timber Dimension: 12x12 | Pitch: 6/12 | Overall Truss Span
2754 |  | Interior | Attic- unfinished basement-crawlspace | Trusses | Floor Truss |  | Replace | Truss Type: King-Queen-Scissor | Timber Dimension: 12x13 | Pitch: 8/12 | Overall Truss Span
2755 |  | Interior | Attic- unfinished basement-crawlspace | Trusses | Floor Truss |  | Replace | Truss Type: King-Queen-Scissor | Timber Dimension: 12x14 | Pitch: 10/12 | Overall Truss Span
2756 |  | Interior | Attic- unfinished basement-crawlspace | Trusses | Floor Truss |  | Replace | Truss Type: King-Queen-Scissor | Timber Dimension: 12x15 | Pitch: 12/12 | Overall Truss Span
2757 |  | Interior | Attic- unfinished basement-crawlspace | Trusses | Floor Truss |  | Replace | Truss Type: Hammer Beam | Timber Dimension: 8x8 | Pitch: 6/12 | # of trusses
2758 |  | Interior | Attic- unfinished basement-crawlspace | Trusses | Floor Truss |  | Replace | Truss Type: Hammer Beam | Timber Dimension: 8x9 | Pitch: 8/12 | # of trusses
2759 |  | Interior | Attic- unfinished basement-crawlspace | Trusses | Floor Truss |  | Replace | Truss Type: Hammer Beam | Timber Dimension: 8x10 | Pitch: 10/12 | # of trusses
2760 |  | Interior | Attic- unfinished basement-crawlspace | Trusses | Floor Truss |  | Replace | Truss Type: Hammer Beam | Timber Dimension: 8x11 | Pitch: 12/12 | # of trusses
2761 |  | Interior | Attic- unfinished basement-crawlspace | Trusses | Floor Truss |  | Replace | Truss Type: Hammer Beam | Timber Dimension: 10x10 | Pitch: 6/12 | # of trusses
2762 |  | Interior | Attic- unfinished basement-crawlspace | Trusses | Floor Truss |  | Replace | Truss Type: Hammer Beam | Timber Dimension: 10x11 | Pitch: 8/12 | # of trusses
2763 |  | Interior | Attic- unfinished basement-crawlspace | Trusses | Floor Truss |  | Replace | Truss Type: Hammer Beam | Timber Dimension: 10x12 | Pitch: 10/12 | # of trusses
2764 |  | Interior | Attic- unfinished basement-crawlspace | Trusses | Floor Truss |  | Replace | Truss Type: Hammer Beam | Timber Dimension: 10x13 | Pitch: 12/12 | # of trusses
2765 |  | Interior | Attic- unfinished basement-crawlspace | Trusses | Floor Truss |  | Replace | Truss Type: Hammer Beam | Timber Dimension: 12x12 | Pitch: 6/12 | # of trusses
2766 |  | Interior | Attic- unfinished basement-crawlspace | Trusses | Floor Truss |  | Replace | Truss Type: Hammer Beam | Timber Dimension: 12x13 | Pitch: 8/12 | # of trusses
2767 |  | Interior | Attic- unfinished basement-crawlspace | Trusses | Floor Truss |  | Replace | Truss Type: Hammer Beam | Timber Dimension: 12x14 | Pitch: 10/12 | # of trusses
2768 |  | Interior | Attic- unfinished basement-crawlspace | Trusses | Floor Truss |  | Replace | Truss Type: Hammer Beam | Timber Dimension: 12x15 | Pitch: 12/12 | # of trusses
2769 |  | Interior | Attic- unfinished basement-crawlspace | Trusses | Floor Truss |  | Replace | Truss Type: King-Queen-Scissor | Timber Dimension: 8x8 | Pitch: 6/12 | # of trusses
2770 |  | Interior | Attic- unfinished basement-crawlspace | Trusses | Floor Truss |  | Replace | Truss Type: King-Queen-Scissor | Timber Dimension: 8x9 | Pitch: 8/12 | # of trusses
2771 |  | Interior | Attic- unfinished basement-crawlspace | Trusses | Floor Truss |  | Replace | Truss Type: King-Queen-Scissor | Timber Dimension: 8x10 | Pitch: 10/12 | # of trusses
2772 |  | Interior | Attic- unfinished basement-crawlspace | Trusses | Floor Truss |  | Replace | Truss Type: King-Queen-Scissor | Timber Dimension: 8x11 | Pitch: 12/12 | # of trusses
2773 |  | Interior | Attic- unfinished basement-crawlspace | Trusses | Floor Truss |  | Replace | Truss Type: King-Queen-Scissor | Timber Dimension: 10x10 | Pitch: 6/12 | # of trusses
2774 |  | Interior | Attic- unfinished basement-crawlspace | Trusses | Floor Truss |  | Replace | Truss Type: King-Queen-Scissor | Timber Dimension: 10x11 | Pitch: 8/12 | # of trusses
2775 |  | Interior | Attic- unfinished basement-crawlspace | Trusses | Floor Truss |  | Replace | Truss Type: King-Queen-Scissor | Timber Dimension: 10x12 | Pitch: 10/12 | # of trusses
2776 |  | Interior | Attic- unfinished basement-crawlspace | Trusses | Floor Truss |  | Replace | Truss Type: King-Queen-Scissor | Timber Dimension: 10x13 | Pitch: 12/12 | # of trusses
2777 |  | Interior | Attic- unfinished basement-crawlspace | Trusses | Floor Truss |  | Replace | Truss Type: King-Queen-Scissor | Timber Dimension: 12x12 | Pitch: 6/12 | # of trusses
2778 |  | Interior | Attic- unfinished basement-crawlspace | Trusses | Floor Truss |  | Replace | Truss Type: King-Queen-Scissor | Timber Dimension: 12x13 | Pitch: 8/12 | # of trusses
2779 |  | Interior | Attic- unfinished basement-crawlspace | Trusses | Floor Truss |  | Replace | Truss Type: King-Queen-Scissor | Timber Dimension: 12x14 | Pitch: 10/12 | # of trusses
2780 |  | Interior | Attic- unfinished basement-crawlspace | Trusses | Floor Truss |  | Replace | Truss Type: King-Queen-Scissor | Timber Dimension: 12x15 | Pitch: 12/12 | # of trusses
2781 |  | Interior | Attic- unfinished basement-crawlspace | Trusses | Level 1: Floor Truss; Level3: Replace; Level 4: Crane needed; Level 5: Hours
2782 |  | Interior | Attic- unfinished basement-crawlspace | Trusses | Floor Truss |  | Replace | Sheathing removal/replacement needed | Plywood type: OSB | Thickness: 3/8" | Sq Ft
2783 |  | Interior | Attic- unfinished basement-crawlspace | Trusses | Floor Truss |  | Replace | Sheathing removal/replacement needed | Plywood type: OSB | Thickness: 1/2" | Sq Ft
2784 |  | Interior | Attic- unfinished basement-crawlspace | Trusses | Floor Truss |  | Replace | Sheathing removal/replacement needed | Plywood type: OSB | Thickness: 5/8" | Sq Ft
2785 |  | Interior | Attic- unfinished basement-crawlspace | Trusses | Floor Truss |  | Replace | Sheathing removal/replacement needed | Plywood type: OSB | Thickness: 3/4" | Sq Ft
2786 |  | Interior | Attic- unfinished basement-crawlspace | Trusses | Floor Truss |  | Replace | Sheathing removal/replacement needed | Plywood type: CDX | Thickness: 3/8" | Sq Ft
2787 |  | Interior | Attic- unfinished basement-crawlspace | Trusses | Floor Truss |  | Replace | Sheathing removal/replacement needed | Plywood type: CDX | Thickness: 1/2" | Sq Ft
2788 |  | Interior | Attic- unfinished basement-crawlspace | Trusses | Floor Truss |  | Replace | Sheathing removal/replacement needed | Plywood type: CDX | Thickness: 5/8" | Sq Ft
2789 |  | Interior | Attic- unfinished basement-crawlspace | Trusses | Floor Truss |  | Replace | Sheathing removal/replacement needed | Plywood type: CDX | Thickness: 3/4" | Sq Ft
2790 |  | Interior | Attic- unfinished basement-crawlspace | Ceiling- Floor joists | Level 1: Engineered Wood Joist; Level 2: Bar Joist; Level3: Repair; Level 4: Size: 2x9-1/2”; Level 5: Overall Span
2791 |  | Interior | Attic- unfinished basement-crawlspace | Ceiling- Floor joists | Level 1: Engineered Wood Joist; Level 2: Bar Joist; Level3: Repair; Level 4: Size: 2x117/8”; Level 5: Overall Span
2792 |  | Interior | Attic- unfinished basement-crawlspace | Ceiling- Floor joists | Level 1: Engineered Wood Joist; Level 2: Bar Joist; Level3: Repair; Level 4: Size: 2x14”; Level 5: Overall Span
2793 |  | Interior | Attic- unfinished basement-crawlspace | Ceiling- Floor joists | Level 1: Engineered Wood Joist; Level 2: Bar Joist; Level3: Repair; Level 4: Size: 2x16”; Level 5: Overall Span
2794 |  | Interior | Attic- unfinished basement-crawlspace | Ceiling- Floor joists | Level 1: Engineered Wood Joist; Level 2: Bar Joist; Level3: Repair; Level 4: Size: 2x9-1/2”; Level 5: # of joists
2795 |  | Interior | Attic- unfinished basement-crawlspace | Ceiling- Floor joists | Level 1: Engineered Wood Joist; Level 2: Bar Joist; Level3: Repair; Level 4: Size: 2x117/8”; Level 5: # of joists
2796 |  | Interior | Attic- unfinished basement-crawlspace | Ceiling- Floor joists | Level 1: Engineered Wood Joist; Level 2: Bar Joist; Level3: Repair; Level 4: Size: 2x14”; Level 5: # of joists
2797 |  | Interior | Attic- unfinished basement-crawlspace | Ceiling- Floor joists | Level 1: Engineered Wood Joist; Level 2: Bar Joist; Level3: Repair; Level 4: Size: 2x16”; Level 5: # of joists
2798 |  | Interior | Attic- unfinished basement-crawlspace | Ceiling- Floor joists | Level 1: Engineered Wood Joist; Level 2: Bar Joist; Level3: Replace; Level 4: Size: 2x9-1/2”; Level 5: Overall Span
2799 |  | Interior | Attic- unfinished basement-crawlspace | Ceiling- Floor joists | Level 1: Engineered Wood Joist; Level 2: Bar Joist; Level3: Replace; Level 4: Size: 2x117/8”; Level 5: Overall Span
2800 |  | Interior | Attic- unfinished basement-crawlspace | Ceiling- Floor joists | Level 1: Engineered Wood Joist; Level 2: Bar Joist; Level3: Replace; Level 4: Size: 2x14”; Level 5: Overall Span
2801 |  | Interior | Attic- unfinished basement-crawlspace | Ceiling- Floor joists | Level 1: Engineered Wood Joist; Level 2: Bar Joist; Level3: Replace; Level 4: Size: 2x16”; Level 5: Overall Span
2802 |  | Interior | Attic- unfinished basement-crawlspace | Ceiling- Floor joists | Level 1: Engineered Wood Joist; Level 2: Bar Joist; Level3: Replace; Level 4: Size: 2x9-1/2”; Level 5: # of joists
2803 |  | Interior | Attic- unfinished basement-crawlspace | Ceiling- Floor joists | Level 1: Engineered Wood Joist; Level 2: Bar Joist; Level3: Replace; Level 4: Size: 2x117/8”; Level 5: # of joists
2804 |  | Interior | Attic- unfinished basement-crawlspace | Ceiling- Floor joists | Level 1: Engineered Wood Joist; Level 2: Bar Joist; Level3: Replace; Level 4: Size: 2x14”; Level 5: # of joists
2805 |  | Interior | Attic- unfinished basement-crawlspace | Ceiling- Floor joists | Level 1: Engineered Wood Joist; Level 2: Bar Joist; Level3: Replace; Level 4: Size: 2x16”; Level 5: # of joists
2806 |  | Interior | Attic- unfinished basement-crawlspace | Ceiling- Floor joists | Engineered Wood Joist | I-Joist | Repair | Flange: 1-1/2” | Depth: 9-1/2” | Overall Span
2807 |  | Interior | Attic- unfinished basement-crawlspace | Ceiling- Floor joists | Engineered Wood Joist | I-Joist | Repair | Flange: 1-1/2” | Depth: 12” | Overall Span
2808 |  | Interior | Attic- unfinished basement-crawlspace | Ceiling- Floor joists | Engineered Wood Joist | I-Joist | Repair | Flange: 1-1/2” | Depth: 14” | Overall Span
2809 |  | Interior | Attic- unfinished basement-crawlspace | Ceiling- Floor joists | Engineered Wood Joist | I-Joist | Repair | Flange: 1-1/2” | Depth: 16” | Overall Span
2810 |  | Interior | Attic- unfinished basement-crawlspace | Ceiling- Floor joists | Engineered Wood Joist | I-Joist | Repair | Flange: 1-1/2” | Depth: 9-1/2” | Overall Span
2811 |  | Interior | Attic- unfinished basement-crawlspace | Ceiling- Floor joists | Engineered Wood Joist | I-Joist | Repair | Flange: 1-1/2” | Depth: 12” | Overall Span
2812 |  | Interior | Attic- unfinished basement-crawlspace | Ceiling- Floor joists | Engineered Wood Joist | I-Joist | Repair | Flange: 1-1/2” | Depth: 14” | Overall Span
2813 |  | Interior | Attic- unfinished basement-crawlspace | Ceiling- Floor joists | Engineered Wood Joist | I-Joist | Repair | Flange: 1-1/2” | Depth: 16” | Overall Span
2814 |  | Interior | Attic- unfinished basement-crawlspace | Ceiling- Floor joists | Engineered Wood Joist | I-Joist | Repair | Flange: 1-3/4” | Depth: 9-1/2” | Overall Span
2815 |  | Interior | Attic- unfinished basement-crawlspace | Ceiling- Floor joists | Engineered Wood Joist | I-Joist | Repair | Flange: 1-3/4” | Depth: 12” | Overall Span
2816 |  | Interior | Attic- unfinished basement-crawlspace | Ceiling- Floor joists | Engineered Wood Joist | I-Joist | Repair | Flange: 1-3/4” | Depth: 14” | Overall Span
2817 |  | Interior | Attic- unfinished basement-crawlspace | Ceiling- Floor joists | Engineered Wood Joist | I-Joist | Repair | Flange: 1-3/4” | Depth: 16” | Overall Span
2818 |  | Interior | Attic- unfinished basement-crawlspace | Ceiling- Floor joists | Engineered Wood Joist | I-Joist | Repair | Flange: 1-3/4” | Depth: 9-1/2” | Overall Span
2819 |  | Interior | Attic- unfinished basement-crawlspace | Ceiling- Floor joists | Engineered Wood Joist | I-Joist | Repair | Flange: 1-3/4” | Depth: 12” | Overall Span
2820 |  | Interior | Attic- unfinished basement-crawlspace | Ceiling- Floor joists | Engineered Wood Joist | I-Joist | Repair | Flange: 1-3/4” | Depth: 14” | Overall Span
2821 |  | Interior | Attic- unfinished basement-crawlspace | Ceiling- Floor joists | Engineered Wood Joist | I-Joist | Repair | Flange: 1-3/4” | Depth: 16” | Overall Span
2822 |  | Interior | Attic- unfinished basement-crawlspace | Ceiling- Floor joists | Engineered Wood Joist | I-Joist | Repair | Flange: 2-5/16” | Depth: 9-1/2” | Overall Span
2823 |  | Interior | Attic- unfinished basement-crawlspace | Ceiling- Floor joists | Engineered Wood Joist | I-Joist | Repair | Flange: 2-5/16” | Depth: 12” | Overall Span
2824 |  | Interior | Attic- unfinished basement-crawlspace | Ceiling- Floor joists | Engineered Wood Joist | I-Joist | Repair | Flange: 2-5/16” | Depth: 14” | Overall Span
2825 |  | Interior | Attic- unfinished basement-crawlspace | Ceiling- Floor joists | Engineered Wood Joist | I-Joist | Repair | Flange: 2-5/16” | Depth: 16” | Overall Span
2826 |  | Interior | Attic- unfinished basement-crawlspace | Ceiling- Floor joists | Engineered Wood Joist | I-Joist | Repair | Flange: 2-5/16” | Depth: 9-1/2” | Overall Span
2827 |  | Interior | Attic- unfinished basement-crawlspace | Ceiling- Floor joists | Engineered Wood Joist | I-Joist | Repair | Flange: 2-5/16” | Depth: 12” | Overall Span
2828 |  | Interior | Attic- unfinished basement-crawlspace | Ceiling- Floor joists | Engineered Wood Joist | I-Joist | Repair | Flange: 2-5/16” | Depth: 14” | Overall Span
2829 |  | Interior | Attic- unfinished basement-crawlspace | Ceiling- Floor joists | Engineered Wood Joist | I-Joist | Repair | Flange: 2-5/16” | Depth: 16” | Overall Span
2830 |  | Interior | Attic- unfinished basement-crawlspace | Ceiling- Floor joists | Engineered Wood Joist | I-Joist | Repair | Flange: 3-1/2” | Depth: 9-1/2” | Overall Span
2831 |  | Interior | Attic- unfinished basement-crawlspace | Ceiling- Floor joists | Engineered Wood Joist | I-Joist | Repair | Flange: 3-1/2” | Depth: 12” | Overall Span
2832 |  | Interior | Attic- unfinished basement-crawlspace | Ceiling- Floor joists | Engineered Wood Joist | I-Joist | Repair | Flange: 3-1/2” | Depth: 14” | Overall Span
2833 |  | Interior | Attic- unfinished basement-crawlspace | Ceiling- Floor joists | Engineered Wood Joist | I-Joist | Repair | Flange: 3-1/2” | Depth: 16” | Overall Span
2834 |  | Interior | Attic- unfinished basement-crawlspace | Ceiling- Floor joists | Engineered Wood Joist | I-Joist | Repair | Flange: 3-1/2” | Depth: 9-1/2” | Overall Span
2835 |  | Interior | Attic- unfinished basement-crawlspace | Ceiling- Floor joists | Engineered Wood Joist | I-Joist | Repair | Flange: 3-1/2” | Depth: 12” | Overall Span
2836 |  | Interior | Attic- unfinished basement-crawlspace | Ceiling- Floor joists | Engineered Wood Joist | I-Joist | Repair | Flange: 3-1/2” | Depth: 14” | Overall Span
2837 |  | Interior | Attic- unfinished basement-crawlspace | Ceiling- Floor joists | Engineered Wood Joist | I-Joist | Repair | Flange: 3-1/2” | Depth: 16” | Overall Span
2838 |  | Interior | Attic- unfinished basement-crawlspace | Ceiling- Floor joists | Engineered Wood Joist | I-Joist | Repair | Flange: 1-1/2” | Depth: 9-1/2” | # of joists
2839 |  | Interior | Attic- unfinished basement-crawlspace | Ceiling- Floor joists | Engineered Wood Joist | I-Joist | Repair | Flange: 1-1/2” | Depth: 12” | # of joists
2840 |  | Interior | Attic- unfinished basement-crawlspace | Ceiling- Floor joists | Engineered Wood Joist | I-Joist | Repair | Flange: 1-1/2” | Depth: 14” | # of joists
2841 |  | Interior | Attic- unfinished basement-crawlspace | Ceiling- Floor joists | Engineered Wood Joist | I-Joist | Repair | Flange: 1-1/2” | Depth: 16” | # of joists
2842 |  | Interior | Attic- unfinished basement-crawlspace | Ceiling- Floor joists | Engineered Wood Joist | I-Joist | Repair | Flange: 1-1/2” | Depth: 9-1/2” | # of joists
2843 |  | Interior | Attic- unfinished basement-crawlspace | Ceiling- Floor joists | Engineered Wood Joist | I-Joist | Repair | Flange: 1-1/2” | Depth: 12” | # of joists
2844 |  | Interior | Attic- unfinished basement-crawlspace | Ceiling- Floor joists | Engineered Wood Joist | I-Joist | Repair | Flange: 1-1/2” | Depth: 14” | # of joists
2845 |  | Interior | Attic- unfinished basement-crawlspace | Ceiling- Floor joists | Engineered Wood Joist | I-Joist | Repair | Flange: 1-1/2” | Depth: 16” | # of joists
2846 |  | Interior | Attic- unfinished basement-crawlspace | Ceiling- Floor joists | Engineered Wood Joist | I-Joist | Repair | Flange: 1-3/4” | Depth: 9-1/2” | # of joists
2847 |  | Interior | Attic- unfinished basement-crawlspace | Ceiling- Floor joists | Engineered Wood Joist | I-Joist | Repair | Flange: 1-3/4” | Depth: 12” | # of joists
2848 |  | Interior | Attic- unfinished basement-crawlspace | Ceiling- Floor joists | Engineered Wood Joist | I-Joist | Repair | Flange: 1-3/4” | Depth: 14” | # of joists
2849 |  | Interior | Attic- unfinished basement-crawlspace | Ceiling- Floor joists | Engineered Wood Joist | I-Joist | Repair | Flange: 1-3/4” | Depth: 16” | # of joists
2850 |  | Interior | Attic- unfinished basement-crawlspace | Ceiling- Floor joists | Engineered Wood Joist | I-Joist | Repair | Flange: 1-3/4” | Depth: 9-1/2” | # of joists
2851 |  | Interior | Attic- unfinished basement-crawlspace | Ceiling- Floor joists | Engineered Wood Joist | I-Joist | Repair | Flange: 1-3/4” | Depth: 12” | # of joists
2852 |  | Interior | Attic- unfinished basement-crawlspace | Ceiling- Floor joists | Engineered Wood Joist | I-Joist | Repair | Flange: 1-3/4” | Depth: 14” | # of joists
2853 |  | Interior | Attic- unfinished basement-crawlspace | Ceiling- Floor joists | Engineered Wood Joist | I-Joist | Repair | Flange: 1-3/4” | Depth: 16” | # of joists
2854 |  | Interior | Attic- unfinished basement-crawlspace | Ceiling- Floor joists | Engineered Wood Joist | I-Joist | Repair | Flange: 2-5/16” | Depth: 9-1/2” | # of joists
2855 |  | Interior | Attic- unfinished basement-crawlspace | Ceiling- Floor joists | Engineered Wood Joist | I-Joist | Repair | Flange: 2-5/16” | Depth: 12” | # of joists
2856 |  | Interior | Attic- unfinished basement-crawlspace | Ceiling- Floor joists | Engineered Wood Joist | I-Joist | Repair | Flange: 2-5/16” | Depth: 14” | # of joists
2857 |  | Interior | Attic- unfinished basement-crawlspace | Ceiling- Floor joists | Engineered Wood Joist | I-Joist | Repair | Flange: 2-5/16” | Depth: 16” | # of joists
2858 |  | Interior | Attic- unfinished basement-crawlspace | Ceiling- Floor joists | Engineered Wood Joist | I-Joist | Repair | Flange: 2-5/16” | Depth: 9-1/2” | # of joists
2859 |  | Interior | Attic- unfinished basement-crawlspace | Ceiling- Floor joists | Engineered Wood Joist | I-Joist | Repair | Flange: 2-5/16” | Depth: 12” | # of joists
2860 |  | Interior | Attic- unfinished basement-crawlspace | Ceiling- Floor joists | Engineered Wood Joist | I-Joist | Repair | Flange: 2-5/16” | Depth: 14” | # of joists
2861 |  | Interior | Attic- unfinished basement-crawlspace | Ceiling- Floor joists | Engineered Wood Joist | I-Joist | Repair | Flange: 2-5/16” | Depth: 16” | # of joists
2862 |  | Interior | Attic- unfinished basement-crawlspace | Ceiling- Floor joists | Engineered Wood Joist | I-Joist | Repair | Flange: 3-1/2” | Depth: 9-1/2” | # of joists
2863 |  | Interior | Attic- unfinished basement-crawlspace | Ceiling- Floor joists | Engineered Wood Joist | I-Joist | Repair | Flange: 3-1/2” | Depth: 12” | # of joists
2864 |  | Interior | Attic- unfinished basement-crawlspace | Ceiling- Floor joists | Engineered Wood Joist | I-Joist | Repair | Flange: 3-1/2” | Depth: 14” | # of joists
2865 |  | Interior | Attic- unfinished basement-crawlspace | Ceiling- Floor joists | Engineered Wood Joist | I-Joist | Repair | Flange: 3-1/2” | Depth: 16” | # of joists
2866 |  | Interior | Attic- unfinished basement-crawlspace | Ceiling- Floor joists | Engineered Wood Joist | I-Joist | Repair | Flange: 3-1/2” | Depth: 9-1/2” | # of joists
2867 |  | Interior | Attic- unfinished basement-crawlspace | Ceiling- Floor joists | Engineered Wood Joist | I-Joist | Repair | Flange: 3-1/2” | Depth: 12” | # of joists
2868 |  | Interior | Attic- unfinished basement-crawlspace | Ceiling- Floor joists | Engineered Wood Joist | I-Joist | Repair | Flange: 3-1/2” | Depth: 14” | # of joists
2869 |  | Interior | Attic- unfinished basement-crawlspace | Ceiling- Floor joists | Engineered Wood Joist | I-Joist | Repair | Flange: 3-1/2” | Depth: 16” | # of joists
2870 |  | Interior | Attic- unfinished basement-crawlspace | Ceiling- Floor joists | Engineered Wood Joist | I-Joist | Replace | Flange: 1-1/2” | Depth: 9-1/2” | Overall Span
2871 |  | Interior | Attic- unfinished basement-crawlspace | Ceiling- Floor joists | Engineered Wood Joist | I-Joist | Replace | Flange: 1-1/2” | Depth: 12” | Overall Span
2872 |  | Interior | Attic- unfinished basement-crawlspace | Ceiling- Floor joists | Engineered Wood Joist | I-Joist | Replace | Flange: 1-1/2” | Depth: 14” | Overall Span
2873 |  | Interior | Attic- unfinished basement-crawlspace | Ceiling- Floor joists | Engineered Wood Joist | I-Joist | Replace | Flange: 1-1/2” | Depth: 16” | Overall Span
2874 |  | Interior | Attic- unfinished basement-crawlspace | Ceiling- Floor joists | Engineered Wood Joist | I-Joist | Replace | Flange: 1-1/2” | Depth: 9-1/2” | Overall Span
2875 |  | Interior | Attic- unfinished basement-crawlspace | Ceiling- Floor joists | Engineered Wood Joist | I-Joist | Replace | Flange: 1-1/2” | Depth: 12” | Overall Span
2876 |  | Interior | Attic- unfinished basement-crawlspace | Ceiling- Floor joists | Engineered Wood Joist | I-Joist | Replace | Flange: 1-1/2” | Depth: 14” | Overall Span
2877 |  | Interior | Attic- unfinished basement-crawlspace | Ceiling- Floor joists | Engineered Wood Joist | I-Joist | Replace | Flange: 1-1/2” | Depth: 16” | Overall Span
2878 |  | Interior | Attic- unfinished basement-crawlspace | Ceiling- Floor joists | Engineered Wood Joist | I-Joist | Replace | Flange: 1-3/4” | Depth: 9-1/2” | Overall Span
2879 |  | Interior | Attic- unfinished basement-crawlspace | Ceiling- Floor joists | Engineered Wood Joist | I-Joist | Replace | Flange: 1-3/4” | Depth: 12” | Overall Span
2880 |  | Interior | Attic- unfinished basement-crawlspace | Ceiling- Floor joists | Engineered Wood Joist | I-Joist | Replace | Flange: 1-3/4” | Depth: 14” | Overall Span
2881 |  | Interior | Attic- unfinished basement-crawlspace | Ceiling- Floor joists | Engineered Wood Joist | I-Joist | Replace | Flange: 1-3/4” | Depth: 16” | Overall Span
2882 |  | Interior | Attic- unfinished basement-crawlspace | Ceiling- Floor joists | Engineered Wood Joist | I-Joist | Replace | Flange: 1-3/4” | Depth: 9-1/2” | Overall Span
2883 |  | Interior | Attic- unfinished basement-crawlspace | Ceiling- Floor joists | Engineered Wood Joist | I-Joist | Replace | Flange: 1-3/4” | Depth: 12” | Overall Span
2884 |  | Interior | Attic- unfinished basement-crawlspace | Ceiling- Floor joists | Engineered Wood Joist | I-Joist | Replace | Flange: 1-3/4” | Depth: 14” | Overall Span
2885 |  | Interior | Attic- unfinished basement-crawlspace | Ceiling- Floor joists | Engineered Wood Joist | I-Joist | Replace | Flange: 1-3/4” | Depth: 16” | Overall Span
2886 |  | Interior | Attic- unfinished basement-crawlspace | Ceiling- Floor joists | Engineered Wood Joist | I-Joist | Replace | Flange: 2-5/16” | Depth: 9-1/2” | Overall Span
2887 |  | Interior | Attic- unfinished basement-crawlspace | Ceiling- Floor joists | Engineered Wood Joist | I-Joist | Replace | Flange: 2-5/16” | Depth: 12” | Overall Span
2888 |  | Interior | Attic- unfinished basement-crawlspace | Ceiling- Floor joists | Engineered Wood Joist | I-Joist | Replace | Flange: 2-5/16” | Depth: 14” | Overall Span
2889 |  | Interior | Attic- unfinished basement-crawlspace | Ceiling- Floor joists | Engineered Wood Joist | I-Joist | Replace | Flange: 2-5/16” | Depth: 16” | Overall Span
2890 |  | Interior | Attic- unfinished basement-crawlspace | Ceiling- Floor joists | Engineered Wood Joist | I-Joist | Replace | Flange: 2-5/16” | Depth: 9-1/2” | Overall Span
2891 |  | Interior | Attic- unfinished basement-crawlspace | Ceiling- Floor joists | Engineered Wood Joist | I-Joist | Replace | Flange: 2-5/16” | Depth: 12” | Overall Span
2892 |  | Interior | Attic- unfinished basement-crawlspace | Ceiling- Floor joists | Engineered Wood Joist | I-Joist | Replace | Flange: 2-5/16” | Depth: 14” | Overall Span
2893 |  | Interior | Attic- unfinished basement-crawlspace | Ceiling- Floor joists | Engineered Wood Joist | I-Joist | Replace | Flange: 2-5/16” | Depth: 16” | Overall Span
2894 |  | Interior | Attic- unfinished basement-crawlspace | Ceiling- Floor joists | Engineered Wood Joist | I-Joist | Replace | Flange: 3-1/2” | Depth: 9-1/2” | Overall Span
2895 |  | Interior | Attic- unfinished basement-crawlspace | Ceiling- Floor joists | Engineered Wood Joist | I-Joist | Replace | Flange: 3-1/2” | Depth: 12” | Overall Span
2896 |  | Interior | Attic- unfinished basement-crawlspace | Ceiling- Floor joists | Engineered Wood Joist | I-Joist | Replace | Flange: 3-1/2” | Depth: 14” | Overall Span
2897 |  | Interior | Attic- unfinished basement-crawlspace | Ceiling- Floor joists | Engineered Wood Joist | I-Joist | Replace | Flange: 3-1/2” | Depth: 16” | Overall Span
2898 |  | Interior | Attic- unfinished basement-crawlspace | Ceiling- Floor joists | Engineered Wood Joist | I-Joist | Replace | Flange: 3-1/2” | Depth: 9-1/2” | Overall Span
2899 |  | Interior | Attic- unfinished basement-crawlspace | Ceiling- Floor joists | Engineered Wood Joist | I-Joist | Replace | Flange: 3-1/2” | Depth: 12” | Overall Span
2900 |  | Interior | Attic- unfinished basement-crawlspace | Ceiling- Floor joists | Engineered Wood Joist | I-Joist | Replace | Flange: 3-1/2” | Depth: 14” | Overall Span
2901 |  | Interior | Attic- unfinished basement-crawlspace | Ceiling- Floor joists | Engineered Wood Joist | I-Joist | Replace | Flange: 3-1/2” | Depth: 16” | Overall Span
2902 |  | Interior | Attic- unfinished basement-crawlspace | Ceiling- Floor joists | Engineered Wood Joist | I-Joist | Replace | Flange: 1-1/2” | Depth: 9-1/2” | # of joists
2903 |  | Interior | Attic- unfinished basement-crawlspace | Ceiling- Floor joists | Engineered Wood Joist | I-Joist | Replace | Flange: 1-1/2” | Depth: 12” | # of joists
2904 |  | Interior | Attic- unfinished basement-crawlspace | Ceiling- Floor joists | Engineered Wood Joist | I-Joist | Replace | Flange: 1-1/2” | Depth: 14” | # of joists
2905 |  | Interior | Attic- unfinished basement-crawlspace | Ceiling- Floor joists | Engineered Wood Joist | I-Joist | Replace | Flange: 1-1/2” | Depth: 16” | # of joists
2906 |  | Interior | Attic- unfinished basement-crawlspace | Ceiling- Floor joists | Engineered Wood Joist | I-Joist | Replace | Flange: 1-1/2” | Depth: 9-1/2” | # of joists
2907 |  | Interior | Attic- unfinished basement-crawlspace | Ceiling- Floor joists | Engineered Wood Joist | I-Joist | Replace | Flange: 1-1/2” | Depth: 12” | # of joists
2908 |  | Interior | Attic- unfinished basement-crawlspace | Ceiling- Floor joists | Engineered Wood Joist | I-Joist | Replace | Flange: 1-1/2” | Depth: 14” | # of joists
2909 |  | Interior | Attic- unfinished basement-crawlspace | Ceiling- Floor joists | Engineered Wood Joist | I-Joist | Replace | Flange: 1-1/2” | Depth: 16” | # of joists
2910 |  | Interior | Attic- unfinished basement-crawlspace | Ceiling- Floor joists | Engineered Wood Joist | I-Joist | Replace | Flange: 1-3/4” | Depth: 9-1/2” | # of joists
2911 |  | Interior | Attic- unfinished basement-crawlspace | Ceiling- Floor joists | Engineered Wood Joist | I-Joist | Replace | Flange: 1-3/4” | Depth: 12” | # of joists
2912 |  | Interior | Attic- unfinished basement-crawlspace | Ceiling- Floor joists | Engineered Wood Joist | I-Joist | Replace | Flange: 1-3/4” | Depth: 14” | # of joists
2913 |  | Interior | Attic- unfinished basement-crawlspace | Ceiling- Floor joists | Engineered Wood Joist | I-Joist | Replace | Flange: 1-3/4” | Depth: 16” | # of joists
2914 |  | Interior | Attic- unfinished basement-crawlspace | Ceiling- Floor joists | Engineered Wood Joist | I-Joist | Replace | Flange: 1-3/4” | Depth: 9-1/2” | # of joists
2915 |  | Interior | Attic- unfinished basement-crawlspace | Ceiling- Floor joists | Engineered Wood Joist | I-Joist | Replace | Flange: 1-3/4” | Depth: 12” | # of joists
2916 |  | Interior | Attic- unfinished basement-crawlspace | Ceiling- Floor joists | Engineered Wood Joist | I-Joist | Replace | Flange: 1-3/4” | Depth: 14” | # of joists
2917 |  | Interior | Attic- unfinished basement-crawlspace | Ceiling- Floor joists | Engineered Wood Joist | I-Joist | Replace | Flange: 1-3/4” | Depth: 16” | # of joists
2918 |  | Interior | Attic- unfinished basement-crawlspace | Ceiling- Floor joists | Engineered Wood Joist | I-Joist | Replace | Flange: 2-5/16” | Depth: 9-1/2” | # of joists
2919 |  | Interior | Attic- unfinished basement-crawlspace | Ceiling- Floor joists | Engineered Wood Joist | I-Joist | Replace | Flange: 2-5/16” | Depth: 12” | # of joists
2920 |  | Interior | Attic- unfinished basement-crawlspace | Ceiling- Floor joists | Engineered Wood Joist | I-Joist | Replace | Flange: 2-5/16” | Depth: 14” | # of joists
2921 |  | Interior | Attic- unfinished basement-crawlspace | Ceiling- Floor joists | Engineered Wood Joist | I-Joist | Replace | Flange: 2-5/16” | Depth: 16” | # of joists
2922 |  | Interior | Attic- unfinished basement-crawlspace | Ceiling- Floor joists | Engineered Wood Joist | I-Joist | Replace | Flange: 2-5/16” | Depth: 9-1/2” | # of joists
2923 |  | Interior | Attic- unfinished basement-crawlspace | Ceiling- Floor joists | Engineered Wood Joist | I-Joist | Replace | Flange: 2-5/16” | Depth: 12” | # of joists
2924 |  | Interior | Attic- unfinished basement-crawlspace | Ceiling- Floor joists | Engineered Wood Joist | I-Joist | Replace | Flange: 2-5/16” | Depth: 14” | # of joists
2925 |  | Interior | Attic- unfinished basement-crawlspace | Ceiling- Floor joists | Engineered Wood Joist | I-Joist | Replace | Flange: 2-5/16” | Depth: 16” | # of joists
2926 |  | Interior | Attic- unfinished basement-crawlspace | Ceiling- Floor joists | Engineered Wood Joist | I-Joist | Replace | Flange: 3-1/2” | Depth: 9-1/2” | # of joists
2927 |  | Interior | Attic- unfinished basement-crawlspace | Ceiling- Floor joists | Engineered Wood Joist | I-Joist | Replace | Flange: 3-1/2” | Depth: 12” | # of joists
2928 |  | Interior | Attic- unfinished basement-crawlspace | Ceiling- Floor joists | Engineered Wood Joist | I-Joist | Replace | Flange: 3-1/2” | Depth: 14” | # of joists
2929 |  | Interior | Attic- unfinished basement-crawlspace | Ceiling- Floor joists | Engineered Wood Joist | I-Joist | Replace | Flange: 3-1/2” | Depth: 16” | # of joists
2930 |  | Interior | Attic- unfinished basement-crawlspace | Ceiling- Floor joists | Engineered Wood Joist | I-Joist | Replace | Flange: 3-1/2” | Depth: 9-1/2” | # of joists
2931 |  | Interior | Attic- unfinished basement-crawlspace | Ceiling- Floor joists | Engineered Wood Joist | I-Joist | Replace | Flange: 3-1/2” | Depth: 12” | # of joists
2932 |  | Interior | Attic- unfinished basement-crawlspace | Ceiling- Floor joists | Engineered Wood Joist | I-Joist | Replace | Flange: 3-1/2” | Depth: 14” | # of joists
2933 |  | Interior | Attic- unfinished basement-crawlspace | Ceiling- Floor joists | Engineered Wood Joist | I-Joist | Replace | Flange: 3-1/2” | Depth: 16” | # of joists
2934 |  | Interior | Attic- unfinished basement-crawlspace | Ceiling- Floor joists | Engineered Wood Joist | Rim Joist | Repair | Engineered | Engineered Dimensions: 1-1/8”x9-1/2” | Linear Footage
2935 |  | Interior | Attic- unfinished basement-crawlspace | Ceiling- Floor joists | Engineered Wood Joist | Rim Joist | Repair | Engineered | Engineered Dimensions: 1-1/8”x11-7/8” | Linear Footage
2936 |  | Interior | Attic- unfinished basement-crawlspace | Ceiling- Floor joists | Engineered Wood Joist | Rim Joist | Repair | Engineered | Engineered Dimensions: 1-1/8”x14”’ 1-1/8”x16” | Linear Footage
2937 |  | Interior | Attic- unfinished basement-crawlspace | Ceiling- Floor joists | Engineered Wood Joist | Rim Joist | Repair | Engineered LVL | Engineered LVL Dimensions: 1-5/16”x9-1/2” | Linear Footage
2938 |  | Interior | Attic- unfinished basement-crawlspace | Ceiling- Floor joists | Engineered Wood Joist | Rim Joist | Repair | Engineered LVL | Engineered LVL Dimensions: 1-5/16”x11-7/8” | Linear Footage
2939 |  | Interior | Attic- unfinished basement-crawlspace | Ceiling- Floor joists | Engineered Wood Joist | Rim Joist | Repair | Engineered LVL | Engineered LVL Dimensions: 1-5/16”x14”’ 1-5/16”x16” | Linear Footage
2940 |  | Interior | Attic- unfinished basement-crawlspace | Ceiling- Floor joists | Engineered Wood Joist | Rim Joist | Replace | Engineered | Engineered Dimensions: 1-1/8”x9-1/2” | Linear Footage
2941 |  | Interior | Attic- unfinished basement-crawlspace | Ceiling- Floor joists | Engineered Wood Joist | Rim Joist | Replace | Engineered | Engineered Dimensions: 1-1/8”x11-7/8” | Linear Footage
2942 |  | Interior | Attic- unfinished basement-crawlspace | Ceiling- Floor joists | Engineered Wood Joist | Rim Joist | Replace | Engineered | Engineered Dimensions: 1-1/8”x14”’ 1-1/8”x16” | Linear Footage
2943 |  | Interior | Attic- unfinished basement-crawlspace | Ceiling- Floor joists | Engineered Wood Joist | Rim Joist | Replace | Engineered LVL | Engineered LVL Dimensions: 1-5/16”x9-1/2” | Linear Footage
2944 |  | Interior | Attic- unfinished basement-crawlspace | Ceiling- Floor joists | Engineered Wood Joist | Rim Joist | Replace | Engineered LVL | Engineered LVL Dimensions: 1-5/16”x11-7/8” | Linear Footage
2945 |  | Interior | Attic- unfinished basement-crawlspace | Ceiling- Floor joists | Engineered Wood Joist | Rim Joist | Replace | Engineered LVL | Engineered LVL Dimensions: 1-5/16”x14”’ 1-5/16”x16” | Linear Footage
2946 |  | Interior | Attic- unfinished basement-crawlspace | Ceiling- Floor joists | Level 1: Floor Trusses; Level 2: Repair; Level3: 2x4; Level 4: Linear Footage
2947 |  | Interior | Attic- unfinished basement-crawlspace | Ceiling- Floor joists | Level 1: Floor Trusses; Level 2: Repair; Level3: 2x6; Level 4: Linear Footage
2948 |  | Interior | Attic- unfinished basement-crawlspace | Ceiling- Floor joists | Level 1: Floor Trusses; Level 2: Repair; Level3: 2x8; Level 4: Linear Footage
2949 |  | Interior | Attic- unfinished basement-crawlspace | Ceiling- Floor joists | Level 1: Floor Trusses; Level 2: Repair; Level3: Plywood: OSB; Level 4: Sq Ft
2950 |  | Interior | Attic- unfinished basement-crawlspace | Ceiling- Floor joists | Level 1: Floor Trusses; Level 2: Repair; Level3: Plywood: CDX; Level 4: Sq Ft
2951 |  | Interior | Attic- unfinished basement-crawlspace | Ceiling- Floor joists | Level 1: Floor Trusses; Level 2: Repair; Level3: Labor hours
2952 |  | Interior | Attic- unfinished basement-crawlspace | Ceiling- Floor joists | Level 1: Floor Trusses; Level 2: Replace; Level3: Up to 16” deep; Level 4: Span of Floor truss
2953 |  | Interior | Attic- unfinished basement-crawlspace | Ceiling- Floor joists | Level 1: Floor Trusses; Level 2: Replace; Level3: 16-22” deep; Level 4: Span of Floor truss
2954 |  | Interior | Attic- unfinished basement-crawlspace | Ceiling- Floor joists | Level 1: Floor Trusses; Level 2: Replace; Level3: Up to 16” deep; Level 4: Total span
2955 |  | Interior | Attic- unfinished basement-crawlspace | Ceiling- Floor joists | Level 1: Floor Trusses; Level 2: Replace; Level3: 16-22” deep; Level 4: Total span
2956 |  | Interior | Attic- unfinished basement-crawlspace | Ceiling- Floor joists | Level 1: Seal; Level 2: Sill Seal Foam; Level3: 4”; Level 4: Linear footage
2957 |  | Interior | Attic- unfinished basement-crawlspace | Ceiling- Floor joists | Level 1: Seal; Level 2: Sill Seal Foam; Level3: 6”; Level 4: Linear footage
2958 |  | Interior | Attic- unfinished basement-crawlspace | Ceiling- Floor joists | Level 1: Seal; Level 2: Bottom Plate; Level3: Lumber Dimension: 2x3; Level 4: Linear footage
2959 |  | Interior | Attic- unfinished basement-crawlspace | Ceiling- Floor joists | Level 1: Seal; Level 2: Bottom Plate; Level3: Lumber Dimension: 2x4; Level 4: Linear footage
2960 |  | Interior | Attic- unfinished basement-crawlspace | Ceiling- Floor joists | Level 1: Seal; Level 2: Bottom Plate; Level3: Lumber Dimension: 2x6; Level 4: Linear footage
2961 |  | Interior | Attic- unfinished basement-crawlspace | Ceiling- Floor joists | Level 1: Seal; Level 2: Bottom Plate; Level3: Lumber Dimension: 2x3; Level 4: Treated
2962 |  | Interior | Attic- unfinished basement-crawlspace | Ceiling- Floor joists | Level 1: Seal; Level 2: Bottom Plate; Level3: Lumber Dimension: 2x4; Level 4: Treated
2963 |  | Interior | Attic- unfinished basement-crawlspace | Ceiling- Floor joists | Level 1: Seal; Level 2: Bottom Plate; Level3: Lumber Dimension: 2x6; Level 4: Treated
2964 |  | Interior | Attic- unfinished basement-crawlspace | Ceiling- Floor joists | Level 1: Seal; Level 2: Bottom Plate; Level3: Lumber Dimension: 2x3; Level 4: Untreated
2965 |  | Interior | Attic- unfinished basement-crawlspace | Ceiling- Floor joists | Level 1: Seal; Level 2: Bottom Plate; Level3: Lumber Dimension: 2x4; Level 4: Untreated
2966 |  | Interior | Attic- unfinished basement-crawlspace | Ceiling- Floor joists | Level 1: Seal; Level 2: Bottom Plate; Level3: Lumber Dimension: 2x6; Level 4: Untreated
2967 |  | Interior | Attic- unfinished basement-crawlspace | Ceiling- Floor joists | Level 1: Seal; Level 2: Bottom Plate; Level3: Drilled holes
2968 |  | Interior | Attic- unfinished basement-crawlspace | Ceiling- Floor joists | Level 1: Solid Wood Joist; Level 2: Repair; Level3: Lumber Dimension: 2x4; Level 4: Linear Footage
2969 |  | Interior | Attic- unfinished basement-crawlspace | Ceiling- Floor joists | Level 1: Solid Wood Joist; Level 2: Repair; Level3: Lumber Dimension: 2x6; Level 4: Linear Footage
2970 |  | Interior | Attic- unfinished basement-crawlspace | Ceiling- Floor joists | Level 1: Solid Wood Joist; Level 2: Repair; Level3: Lumber Dimension: 2x8; Level 4: Linear Footage
2971 |  | Interior | Attic- unfinished basement-crawlspace | Ceiling- Floor joists | Level 1: Solid Wood Joist; Level 2: Repair; Level3: Lumber Dimension: 2x10; Level 4: Linear Footage
2972 |  | Interior | Attic- unfinished basement-crawlspace | Ceiling- Floor joists | Level 1: Solid Wood Joist; Level 2: Repair; Level3: Lumber Dimension: 2x12; Level 4: Linear Footage
2973 |  | Interior | Attic- unfinished basement-crawlspace | Ceiling- Floor joists | Level 1: Solid Wood Joist; Level 2: Repair; Level3: Framing Labor Hours
2974 |  | Interior | Attic- unfinished basement-crawlspace | Ceiling- Floor joists | Level 1: Solid Wood Joist; Level 2: Replace; Level3: Stick Frame; Level 4: Lumber dimension: 2x4; Level 5: Linear Footage
2975 |  | Interior | Attic- unfinished basement-crawlspace | Ceiling- Floor joists | Level 1: Solid Wood Joist; Level 2: Replace; Level3: Stick Frame; Level 4: Lumber dimension: 2x6; Level 5: Linear Footage
2976 |  | Interior | Attic- unfinished basement-crawlspace | Ceiling- Floor joists | Level 1: Solid Wood Joist; Level 2: Replace; Level3: Stick Frame; Level 4: Lumber dimension: 2x8; Level 5: Linear Footage
2977 |  | Interior | Attic- unfinished basement-crawlspace | Ceiling- Floor joists | Level 1: Solid Wood Joist; Level 2: Replace; Level3: Stick Frame; Level 4: Lumber dimension: 2x10; Level 5: Linear Footage
2978 |  | Interior | Attic- unfinished basement-crawlspace | Ceiling- Floor joists | Level 1: Solid Wood Joist; Level 2: Replace; Level3: Stick Frame; Level 4: Lumber dimension: 2x12; Level 5: Linear Footage
2979 |  | Interior | Attic- unfinished basement-crawlspace | Ceiling- Floor joists | Level 1: Solid Wood Joist; Level 2: Replace; Level3: 12” OC; Level 4: Lumber dimension: 2x4; Level 5: Sq Ft
2980 |  | Interior | Attic- unfinished basement-crawlspace | Ceiling- Floor joists | Level 1: Solid Wood Joist; Level 2: Replace; Level3: 12” OC; Level 4: Lumber dimension: 2x6; Level 5: Sq Ft
2981 |  | Interior | Attic- unfinished basement-crawlspace | Ceiling- Floor joists | Level 1: Solid Wood Joist; Level 2: Replace; Level3: 12” OC; Level 4: Lumber dimension: 2x8; Level 5: Sq Ft
2982 |  | Interior | Attic- unfinished basement-crawlspace | Ceiling- Floor joists | Level 1: Solid Wood Joist; Level 2: Replace; Level3: 12” OC; Level 4: Lumber dimension: 2x10; Level 5: Sq Ft
2983 |  | Interior | Attic- unfinished basement-crawlspace | Ceiling- Floor joists | Level 1: Solid Wood Joist; Level 2: Replace; Level3: 12” OC; Level 4: Lumber dimension: 2x12; Level 5: Sq Ft
2984 |  | Interior | Attic- unfinished basement-crawlspace | Ceiling- Floor joists | Level 1: Solid Wood Joist; Level 2: Replace; Level3: 16” OC; Level 4: Lumber dimension: 2x4; Level 5: Sq Ft
2985 |  | Interior | Attic- unfinished basement-crawlspace | Ceiling- Floor joists | Level 1: Solid Wood Joist; Level 2: Replace; Level3: 16” OC; Level 4: Lumber dimension: 2x6; Level 5: Sq Ft
2986 |  | Interior | Attic- unfinished basement-crawlspace | Ceiling- Floor joists | Level 1: Solid Wood Joist; Level 2: Replace; Level3: 16” OC; Level 4: Lumber dimension: 2x8; Level 5: Sq Ft
2987 |  | Interior | Attic- unfinished basement-crawlspace | Ceiling- Floor joists | Level 1: Solid Wood Joist; Level 2: Replace; Level3: 16” OC; Level 4: Lumber dimension: 2x10; Level 5: Sq Ft
2988 |  | Interior | Attic- unfinished basement-crawlspace | Ceiling- Floor joists | Level 1: Solid Wood Joist; Level 2: Replace; Level3: 16” OC; Level 4: Lumber dimension: 2x12; Level 5: Sq Ft
2989 |  | Interior | Attic- unfinished basement-crawlspace | Ceiling- Floor joists | Level 1: Solid Wood Joist; Level 2: Replace; Level3: 24” OC; Level 4: Lumber dimension: 2x4; Level 5: Sq Ft
2990 |  | Interior | Attic- unfinished basement-crawlspace | Ceiling- Floor joists | Level 1: Solid Wood Joist; Level 2: Replace; Level3: 24” OC; Level 4: Lumber dimension: 2x6; Level 5: Sq Ft
2991 |  | Interior | Attic- unfinished basement-crawlspace | Ceiling- Floor joists | Level 1: Solid Wood Joist; Level 2: Replace; Level3: 24” OC; Level 4: Lumber dimension: 2x8; Level 5: Sq Ft
2992 |  | Interior | Attic- unfinished basement-crawlspace | Ceiling- Floor joists | Level 1: Solid Wood Joist; Level 2: Replace; Level3: 24” OC; Level 4: Lumber dimension: 2x10; Level 5: Sq Ft
2993 |  | Interior | Attic- unfinished basement-crawlspace | Ceiling- Floor joists | Level 1: Solid Wood Joist; Level 2: Replace; Level3: 24” OC; Level 4: Lumber dimension: 2x12; Level 5: Sq Ft
2994 |  | Interior | Attic- unfinished basement-crawlspace | Insulation | Level 1: Batt insulation; Level 2: Unfaced; Level3: Thermal Rating: R6; Level 4: Replace; Level 5: Sq Ft
2995 |  | Interior | Attic- unfinished basement-crawlspace | Insulation | Level 1: Batt insulation; Level 2: Unfaced; Level3: Thermal Rating: R11; Level 4: Replace; Level 5: Sq Ft
2996 |  | Interior | Attic- unfinished basement-crawlspace | Insulation | Level 1: Batt insulation; Level 2: Unfaced; Level3: Thermal Rating: R12; Level 4: Replace; Level 5: Sq Ft
2997 |  | Interior | Attic- unfinished basement-crawlspace | Insulation | Level 1: Batt insulation; Level 2: Unfaced; Level3: Thermal Rating: R13; Level 4: Replace; Level 5: Sq Ft
2998 |  | Interior | Attic- unfinished basement-crawlspace | Insulation | Level 1: Batt insulation; Level 2: Unfaced; Level3: Thermal Rating: R19; Level 4: Replace; Level 5: Sq Ft
2999 |  | Interior | Attic- unfinished basement-crawlspace | Insulation | Level 1: Batt insulation; Level 2: Unfaced; Level3: Thermal Rating: R20; Level 4: Replace; Level 5: Sq Ft
3000 |  | Interior | Attic- unfinished basement-crawlspace | Insulation | Level 1: Batt insulation; Level 2: Unfaced; Level3: Thermal Rating: R21; Level 4: Replace; Level 5: Sq Ft
3001 |  | Interior | Attic- unfinished basement-crawlspace | Insulation | Level 1: Batt insulation; Level 2: Unfaced; Level3: Thermal Rating: R25; Level 4: Replace; Level 5: Sq Ft
3002 |  | Interior | Attic- unfinished basement-crawlspace | Insulation | Level 1: Batt insulation; Level 2: Unfaced; Level3: Thermal Rating: R30; Level 4: Replace; Level 5: Sq Ft
3003 |  | Interior | Attic- unfinished basement-crawlspace | Insulation | Level 1: Batt insulation; Level 2: Unfaced; Level3: Thermal Rating: R36; Level 4: Replace; Level 5: Sq Ft
3004 |  | Interior | Attic- unfinished basement-crawlspace | Insulation | Level 1: Batt insulation; Level 2: Unfaced; Level3: Thermal Rating: R6; Level 4: Detach & Reset; Level 5: Sq Ft
3005 |  | Interior | Attic- unfinished basement-crawlspace | Insulation | Level 1: Batt insulation; Level 2: Unfaced; Level3: Thermal Rating: R11; Level 4: Detach & Reset; Level 5: Sq Ft
3006 |  | Interior | Attic- unfinished basement-crawlspace | Insulation | Level 1: Batt insulation; Level 2: Unfaced; Level3: Thermal Rating: R12; Level 4: Detach & Reset; Level 5: Sq Ft
3007 |  | Interior | Attic- unfinished basement-crawlspace | Insulation | Level 1: Batt insulation; Level 2: Unfaced; Level3: Thermal Rating: R13; Level 4: Detach & Reset; Level 5: Sq Ft
3008 |  | Interior | Attic- unfinished basement-crawlspace | Insulation | Level 1: Batt insulation; Level 2: Unfaced; Level3: Thermal Rating: R19; Level 4: Detach & Reset; Level 5: Sq Ft
3009 |  | Interior | Attic- unfinished basement-crawlspace | Insulation | Level 1: Batt insulation; Level 2: Unfaced; Level3: Thermal Rating: R20; Level 4: Detach & Reset; Level 5: Sq Ft
3010 |  | Interior | Attic- unfinished basement-crawlspace | Insulation | Level 1: Batt insulation; Level 2: Unfaced; Level3: Thermal Rating: R21; Level 4: Detach & Reset; Level 5: Sq Ft
3011 |  | Interior | Attic- unfinished basement-crawlspace | Insulation | Level 1: Batt insulation; Level 2: Unfaced; Level3: Thermal Rating: R25; Level 4: Detach & Reset; Level 5: Sq Ft
3012 |  | Interior | Attic- unfinished basement-crawlspace | Insulation | Level 1: Batt insulation; Level 2: Unfaced; Level3: Thermal Rating: R30; Level 4: Detach & Reset; Level 5: Sq Ft
3013 |  | Interior | Attic- unfinished basement-crawlspace | Insulation | Level 1: Batt insulation; Level 2: Unfaced; Level3: Thermal Rating: R36; Level 4: Detach & Reset; Level 5: Sq Ft
3014 |  | Interior | Attic- unfinished basement-crawlspace | Insulation | Level 1: Batt insulation; Level 2: Faced; Level3: Thermal Rating: R6; Level 4: Replace; Level 5: Sq Ft
3015 |  | Interior | Attic- unfinished basement-crawlspace | Insulation | Level 1: Batt insulation; Level 2: Faced; Level3: Thermal Rating: R11; Level 4: Replace; Level 5: Sq Ft
3016 |  | Interior | Attic- unfinished basement-crawlspace | Insulation | Level 1: Batt insulation; Level 2: Faced; Level3: Thermal Rating: R12; Level 4: Replace; Level 5: Sq Ft
3017 |  | Interior | Attic- unfinished basement-crawlspace | Insulation | Level 1: Batt insulation; Level 2: Faced; Level3: Thermal Rating: R13; Level 4: Replace; Level 5: Sq Ft
3018 |  | Interior | Attic- unfinished basement-crawlspace | Insulation | Level 1: Batt insulation; Level 2: Faced; Level3: Thermal Rating: R19; Level 4: Replace; Level 5: Sq Ft
3019 |  | Interior | Attic- unfinished basement-crawlspace | Insulation | Level 1: Batt insulation; Level 2: Faced; Level3: Thermal Rating: R20; Level 4: Replace; Level 5: Sq Ft
3020 |  | Interior | Attic- unfinished basement-crawlspace | Insulation | Level 1: Batt insulation; Level 2: Faced; Level3: Thermal Rating: R21; Level 4: Replace; Level 5: Sq Ft
3021 |  | Interior | Attic- unfinished basement-crawlspace | Insulation | Level 1: Batt insulation; Level 2: Faced; Level3: Thermal Rating: R25; Level 4: Replace; Level 5: Sq Ft
3022 |  | Interior | Attic- unfinished basement-crawlspace | Insulation | Level 1: Batt insulation; Level 2: Faced; Level3: Thermal Rating: R30; Level 4: Replace; Level 5: Sq Ft
3023 |  | Interior | Attic- unfinished basement-crawlspace | Insulation | Level 1: Batt insulation; Level 2: Faced; Level3: Thermal Rating: R36; Level 4: Replace; Level 5: Sq Ft
3024 |  | Interior | Attic- unfinished basement-crawlspace | Insulation | Level 1: Batt insulation; Level 2: Faced; Level3: Thermal Rating: R6; Level 4: Detach & Reset; Level 5: Sq Ft
3025 |  | Interior | Attic- unfinished basement-crawlspace | Insulation | Level 1: Batt insulation; Level 2: Faced; Level3: Thermal Rating: R11; Level 4: Detach & Reset; Level 5: Sq Ft
3026 |  | Interior | Attic- unfinished basement-crawlspace | Insulation | Level 1: Batt insulation; Level 2: Faced; Level3: Thermal Rating: R12; Level 4: Detach & Reset; Level 5: Sq Ft
3027 |  | Interior | Attic- unfinished basement-crawlspace | Insulation | Level 1: Batt insulation; Level 2: Faced; Level3: Thermal Rating: R13; Level 4: Detach & Reset; Level 5: Sq Ft
3028 |  | Interior | Attic- unfinished basement-crawlspace | Insulation | Level 1: Batt insulation; Level 2: Faced; Level3: Thermal Rating: R19; Level 4: Detach & Reset; Level 5: Sq Ft
3029 |  | Interior | Attic- unfinished basement-crawlspace | Insulation | Level 1: Batt insulation; Level 2: Faced; Level3: Thermal Rating: R20; Level 4: Detach & Reset; Level 5: Sq Ft
3030 |  | Interior | Attic- unfinished basement-crawlspace | Insulation | Level 1: Batt insulation; Level 2: Faced; Level3: Thermal Rating: R21; Level 4: Detach & Reset; Level 5: Sq Ft
3031 |  | Interior | Attic- unfinished basement-crawlspace | Insulation | Level 1: Batt insulation; Level 2: Faced; Level3: Thermal Rating: R25; Level 4: Detach & Reset; Level 5: Sq Ft
3032 |  | Interior | Attic- unfinished basement-crawlspace | Insulation | Level 1: Batt insulation; Level 2: Faced; Level3: Thermal Rating: R30; Level 4: Detach & Reset; Level 5: Sq Ft
3033 |  | Interior | Attic- unfinished basement-crawlspace | Insulation | Level 1: Batt insulation; Level 2: Faced; Level3: Thermal Rating: R36; Level 4: Detach & Reset; Level 5: Sq Ft
3034 |  | Interior | Attic- unfinished basement-crawlspace | Insulation | Level 1: Vinyl Faced; Level 2: Thickness: 2”; Level3: Replace; Level 4: Sq Ft
3035 |  | Interior | Attic- unfinished basement-crawlspace | Insulation | Level 1: Vinyl Faced; Level 2: Thickness: 3”; Level3: Replace; Level 4: Sq Ft
3036 |  | Interior | Attic- unfinished basement-crawlspace | Insulation | Level 1: Vinyl Faced; Level 2: Thickness: 4”; Level3: Replace; Level 4: Sq Ft
3037 |  | Interior | Attic- unfinished basement-crawlspace | Insulation | Level 1: Vinyl Faced; Level 2: Thickness: 2”; Level3: Detach & Reset; Level 4: Sq Ft
3038 |  | Interior | Attic- unfinished basement-crawlspace | Insulation | Level 1: Vinyl Faced; Level 2: Thickness: 3”; Level3: Detach & Reset; Level 4: Sq Ft
3039 |  | Interior | Attic- unfinished basement-crawlspace | Insulation | Level 1: Vinyl Faced; Level 2: Thickness: 4”; Level3: Detach & Reset; Level 4: Sq Ft
3040 |  | Interior | Attic- unfinished basement-crawlspace | Insulation | Level 1: Mineral Wool; Level 2: Thickness: 2”; Level3: Replace; Level 4: Sq Ft
3041 |  | Interior | Attic- unfinished basement-crawlspace | Insulation | Level 1: Mineral Wool; Level 2: Thickness: 4”; Level3: Replace; Level 4: Sq Ft
3042 |  | Interior | Attic- unfinished basement-crawlspace | Insulation | Level 1: Mineral Wool; Level 2: Thickness: 6”; Level3: Replace; Level 4: Sq Ft
3043 |  | Interior | Attic- unfinished basement-crawlspace | Insulation | Level 1: Mineral Wool; Level 2: Thickness: 2”; Level3: Detach & Reset; Level 4: Sq Ft
3044 |  | Interior | Attic- unfinished basement-crawlspace | Insulation | Level 1: Mineral Wool; Level 2: Thickness: 4”; Level3: Detach & Reset; Level 4: Sq Ft
3045 |  | Interior | Attic- unfinished basement-crawlspace | Insulation | Level 1: Mineral Wool; Level 2: Thickness: 6”; Level3: Detach & Reset; Level 4: Sq Ft
3046 |  | Interior | Attic- unfinished basement-crawlspace | Insulation | Level 1: Blown In insulation; Level 2: Fiberglass; Level3: Depth: 6”; Level 4: Replace; Level 5: Sq Ft
3047 |  | Interior | Attic- unfinished basement-crawlspace | Insulation | Level 1: Blown In insulation; Level 2: Fiberglass; Level3: Depth: 8”; Level 4: Replace; Level 5: Sq Ft
3048 |  | Interior | Attic- unfinished basement-crawlspace | Insulation | Level 1: Blown In insulation; Level 2: Fiberglass; Level3: Depth: 10”; Level 4: Replace; Level 5: Sq Ft
3049 |  | Interior | Attic- unfinished basement-crawlspace | Insulation | Level 1: Blown In insulation; Level 2: Fiberglass; Level3: Depth: 12”; Level 4: Replace; Level 5: Sq Ft
3050 |  | Interior | Attic- unfinished basement-crawlspace | Insulation | Level 1: Blown In insulation; Level 2: Fiberglass; Level3: Depth: 14”; Level 4: Replace; Level 5: Sq Ft
3051 |  | Interior | Attic- unfinished basement-crawlspace | Insulation | Level 1: Blown In insulation; Level 2: Fiberglass; Level3: Depth: 16”; Level 4: Replace; Level 5: Sq Ft
3052 |  | Interior | Attic- unfinished basement-crawlspace | Insulation | Level 1: Blown In insulation; Level 2: Fiberglass; Level3: Depth: 18”; Level 4: Replace; Level 5: Sq Ft
3053 |  | Interior | Attic- unfinished basement-crawlspace | Insulation | Level 1: Blown In insulation; Level 2: Fiberglass; Level3: Depth: 20”; Level 4: Replace; Level 5: Sq Ft
3054 |  | Interior | Attic- unfinished basement-crawlspace | Insulation | Level 1: Blown In insulation; Level 2: Fiberglass; Level3: Depth: 24”; Level 4: Replace; Level 5: Sq Ft
3055 |  | Interior | Attic- unfinished basement-crawlspace | Insulation | Level 1: Blown In insulation; Level 2: Cellulose; Level3: Depth: 6”; Level 4: Replace; Level 5: Sq Ft
3056 |  | Interior | Attic- unfinished basement-crawlspace | Insulation | Level 1: Blown In insulation; Level 2: Cellulose; Level3: Depth: 8”; Level 4: Replace; Level 5: Sq Ft
3057 |  | Interior | Attic- unfinished basement-crawlspace | Insulation | Level 1: Blown In insulation; Level 2: Cellulose; Level3: Depth: 10”; Level 4: Replace; Level 5: Sq Ft
3058 |  | Interior | Attic- unfinished basement-crawlspace | Insulation | Level 1: Blown In insulation; Level 2: Cellulose; Level3: Depth: 12”; Level 4: Replace; Level 5: Sq Ft
3059 |  | Interior | Attic- unfinished basement-crawlspace | Insulation | Level 1: Blown In insulation; Level 2: Cellulose; Level3: Depth: 14”; Level 4: Replace; Level 5: Sq Ft
3060 |  | Interior | Attic- unfinished basement-crawlspace | Insulation | Level 1: Blown In insulation; Level 2: Fiberglass; Level3: Depth: 6”; Level 4: Detach & Reset; Level 5: Sq Ft
3061 |  | Interior | Attic- unfinished basement-crawlspace | Insulation | Level 1: Blown In insulation; Level 2: Fiberglass; Level3: Depth: 8”; Level 4: Detach & Reset; Level 5: Sq Ft
3062 |  | Interior | Attic- unfinished basement-crawlspace | Insulation | Level 1: Blown In insulation; Level 2: Fiberglass; Level3: Depth: 10”; Level 4: Detach & Reset; Level 5: Sq Ft
3063 |  | Interior | Attic- unfinished basement-crawlspace | Insulation | Level 1: Blown In insulation; Level 2: Fiberglass; Level3: Depth: 12”; Level 4: Detach & Reset; Level 5: Sq Ft
3064 |  | Interior | Attic- unfinished basement-crawlspace | Insulation | Level 1: Blown In insulation; Level 2: Fiberglass; Level3: Depth: 14”; Level 4: Detach & Reset; Level 5: Sq Ft
3065 |  | Interior | Attic- unfinished basement-crawlspace | Insulation | Level 1: Blown In insulation; Level 2: Fiberglass; Level3: Depth: 16”; Level 4: Detach & Reset; Level 5: Sq Ft
3066 |  | Interior | Attic- unfinished basement-crawlspace | Insulation | Level 1: Blown In insulation; Level 2: Fiberglass; Level3: Depth: 18”; Level 4: Detach & Reset; Level 5: Sq Ft
3067 |  | Interior | Attic- unfinished basement-crawlspace | Insulation | Level 1: Blown In insulation; Level 2: Fiberglass; Level3: Depth: 20”; Level 4: Detach & Reset; Level 5: Sq Ft
3068 |  | Interior | Attic- unfinished basement-crawlspace | Insulation | Level 1: Blown In insulation; Level 2: Fiberglass; Level3: Depth: 24”; Level 4: Detach & Reset; Level 5: Sq Ft
3069 |  | Interior | Attic- unfinished basement-crawlspace | Insulation | Level 1: Blown In insulation; Level 2: Cellulose; Level3: Depth: 6”; Level 4: Detach & Reset; Level 5: Sq Ft
3070 |  | Interior | Attic- unfinished basement-crawlspace | Insulation | Level 1: Blown In insulation; Level 2: Cellulose; Level3: Depth: 8”; Level 4: Detach & Reset; Level 5: Sq Ft
3071 |  | Interior | Attic- unfinished basement-crawlspace | Insulation | Level 1: Blown In insulation; Level 2: Cellulose; Level3: Depth: 10”; Level 4: Detach & Reset; Level 5: Sq Ft
3072 |  | Interior | Attic- unfinished basement-crawlspace | Insulation | Level 1: Blown In insulation; Level 2: Cellulose; Level3: Depth: 12”; Level 4: Detach & Reset; Level 5: Sq Ft
3073 |  | Interior | Attic- unfinished basement-crawlspace | Insulation | Level 1: Blown In insulation; Level 2: Cellulose; Level3: Depth: 14”; Level 4: Detach & Reset; Level 5: Sq Ft
3074 |  | Interior | Attic- unfinished basement-crawlspace | Insulation | Level 1: Blown In insulation; Level 2: Cellulose; Level3: Depth: 14”; Level 4: Insulation need to be removed; Level 5: Sq Ft
3075 |  | Interior | Attic- unfinished basement-crawlspace | Insulation | Level 1: Blown In insulation; Level 2: Fiberglass; Level3: Depth: 6”; Level 4: Insulation need to be removed; Level 5: Sq Ft
3076 |  | Interior | Attic- unfinished basement-crawlspace | Insulation | Level 1: Blown In insulation; Level 2: Fiberglass; Level3: Depth: 8”; Level 4: Insulation need to be removed; Level 5: Sq Ft
3077 |  | Interior | Attic- unfinished basement-crawlspace | Insulation | Level 1: Blown In insulation; Level 2: Fiberglass; Level3: Depth: 10”; Level 4: Insulation need to be removed; Level 5: Sq Ft
3078 |  | Interior | Attic- unfinished basement-crawlspace | Insulation | Level 1: Blown In insulation; Level 2: Fiberglass; Level3: Depth: 12”; Level 4: Insulation need to be removed; Level 5: Sq Ft
3079 |  | Interior | Attic- unfinished basement-crawlspace | Insulation | Level 1: Blown In insulation; Level 2: Fiberglass; Level3: Depth: 14”; Level 4: Insulation need to be removed; Level 5: Sq Ft
3080 |  | Interior | Attic- unfinished basement-crawlspace | Insulation | Level 1: Blown In insulation; Level 2: Fiberglass; Level3: Depth: 16”; Level 4: Insulation need to be removed; Level 5: Sq Ft
3081 |  | Interior | Attic- unfinished basement-crawlspace | Insulation | Level 1: Blown In insulation; Level 2: Fiberglass; Level3: Depth: 18”; Level 4: Insulation need to be removed; Level 5: Sq Ft
3082 |  | Interior | Attic- unfinished basement-crawlspace | Insulation | Level 1: Blown In insulation; Level 2: Fiberglass; Level3: Depth: 20”; Level 4: Insulation need to be removed; Level 5: Sq Ft
3083 |  | Interior | Attic- unfinished basement-crawlspace | Insulation | Level 1: Blown In insulation; Level 2: Fiberglass; Level3: Depth: 24”; Level 4: Insulation need to be removed; Level 5: Sq Ft
3084 |  | Interior | Attic- unfinished basement-crawlspace | Insulation | Level 1: Blown In insulation; Level 2: Cellulose; Level3: Depth: 6”; Level 4: Insulation need to be removed; Level 5: Sq Ft
3085 |  | Interior | Attic- unfinished basement-crawlspace | Insulation | Level 1: Blown In insulation; Level 2: Cellulose; Level3: Depth: 8”; Level 4: Insulation need to be removed; Level 5: Sq Ft
3086 |  | Interior | Attic- unfinished basement-crawlspace | Insulation | Level 1: Blown In insulation; Level 2: Cellulose; Level3: Depth: 10”; Level 4: Insulation need to be removed; Level 5: Sq Ft
3087 |  | Interior | Attic- unfinished basement-crawlspace | Insulation | Level 1: Blown In insulation; Level 2: Cellulose; Level3: Depth: 12”; Level 4: Insulation need to be removed; Level 5: Sq Ft
3088 |  | Interior | Attic- unfinished basement-crawlspace | Insulation | Level 1: Blown In insulation; Level 2: Cellulose; Level3: Depth: 14”; Level 4: Insulation need to be removed; Level 5: Sq Ft
3089 |  | Interior | Attic- unfinished basement-crawlspace | Insulation | Level 1: Net and Blow insulation; Level 2: Depth: 4”; Level3: Replace; Level 4: Sq Ft
3090 |  | Interior | Attic- unfinished basement-crawlspace | Insulation | Level 1: Net and Blow insulation; Level 2: Depth: 6”; Level3: Replace; Level 4: Sq Ft
3091 |  | Interior | Attic- unfinished basement-crawlspace | Insulation | Level 1: Net and Blow insulation; Level 2: Depth: 8”; Level3: Replace; Level 4: Sq Ft
3092 |  | Interior | Attic- unfinished basement-crawlspace | Insulation | Level 1: Net and Blow insulation; Level 2: Depth: 10”; Level3: Replace; Level 4: Sq Ft
3093 |  | Interior | Attic- unfinished basement-crawlspace | Insulation | Level 1: Net and Blow insulation; Level 2: Depth: 12”; Level3: Replace; Level 4: Sq Ft
3094 |  | Interior | Attic- unfinished basement-crawlspace | Insulation | Level 1: Net and Blow insulation; Level 2: Depth: 4”; Level3: Detach & Reset; Level 4: Sq Ft
3095 |  | Interior | Attic- unfinished basement-crawlspace | Insulation | Level 1: Net and Blow insulation; Level 2: Depth: 6”; Level3: Detach & Reset; Level 4: Sq Ft
3096 |  | Interior | Attic- unfinished basement-crawlspace | Insulation | Level 1: Net and Blow insulation; Level 2: Depth: 8”; Level3: Detach & Reset; Level 4: Sq Ft
3097 |  | Interior | Attic- unfinished basement-crawlspace | Insulation | Level 1: Net and Blow insulation; Level 2: Depth: 10”; Level3: Detach & Reset; Level 4: Sq Ft
3098 |  | Interior | Attic- unfinished basement-crawlspace | Insulation | Level 1: Net and Blow insulation; Level 2: Depth: 12”; Level3: Detach & Reset; Level 4: Sq Ft
3099 |  | Interior | Attic- unfinished basement-crawlspace | Insulation | Level 1: Sprayed Polyurethane Foam; Level 2: Thickness: 4” open cell; Level3: Sq Ft
3100 |  | Interior | Attic- unfinished basement-crawlspace | Insulation | Level 1: Sprayed Polyurethane Foam; Level 2: Thickness: 6” open cell; Level3: Sq Ft
3101 |  | Interior | Attic- unfinished basement-crawlspace | Insulation | Level 1: Sprayed Polyurethane Foam; Level 2: consideration needed for confined space
3102 |  | Interior | Attic- unfinished basement-crawlspace | Insulation | Level 1: Rigid Foam insulation; Level 2: Thickness: ½”; Level3: Replace; Level 4: Sq Ft
3103 |  | Interior | Attic- unfinished basement-crawlspace | Insulation | Level 1: Rigid Foam insulation; Level 2: Thickness: 3/4”; Level3: Replace; Level 4: Sq Ft
3104 |  | Interior | Attic- unfinished basement-crawlspace | Insulation | Level 1: Rigid Foam insulation; Level 2: Thickness: 1”; Level3: Replace; Level 4: Sq Ft
3105 |  | Interior | Attic- unfinished basement-crawlspace | Insulation | Level 1: Rigid Foam insulation; Level 2: Thickness: 1½"; Level3: Replace; Level 4: Sq Ft
3106 |  | Interior | Attic- unfinished basement-crawlspace | Insulation | Level 1: Rigid Foam insulation; Level 2: Thickness: 2”; Level3: Replace; Level 4: Sq Ft
3107 |  | Interior | Attic- unfinished basement-crawlspace | Insulation | Level 1: Rigid Foam insulation; Level 2: Thickness: ½”; Level3: Detach & Reset; Level 4: Sq Ft
3108 |  | Interior | Attic- unfinished basement-crawlspace | Insulation | Level 1: Rigid Foam insulation; Level 2: Thickness: 3/4”; Level3: Detach & Reset; Level 4: Sq Ft
3109 |  | Interior | Attic- unfinished basement-crawlspace | Insulation | Level 1: Rigid Foam insulation; Level 2: Thickness: 1”; Level3: Detach & Reset; Level 4: Sq Ft
3110 |  | Interior | Attic- unfinished basement-crawlspace | Insulation | Level 1: Rigid Foam insulation; Level 2: Thickness: 1½"; Level3: Detach & Reset; Level 4: Sq Ft
3111 |  | Interior | Attic- unfinished basement-crawlspace | Insulation | Level 1: Rigid Foam insulation; Level 2: Thickness: 2”; Level3: Detach & Reset; Level 4: Sq Ft
3112 |  | Interior | Attic- unfinished basement-crawlspace | Vent piping | Furnace vents | Replace | Metal | Aluminum | 3" | Linear Footage
3113 |  | Interior | Attic- unfinished basement-crawlspace | Vent piping | Furnace vents | Replace | Metal | Aluminum | 4" | Linear Footage
3114 |  | Interior | Attic- unfinished basement-crawlspace | Vent piping | Furnace vents | Replace | Metal | Doublewal | 5" | Linear Footage
3115 |  | Interior | Attic- unfinished basement-crawlspace | Vent piping | Furnace vents | Replace | Metal | Doublewal | 6" | Linear Footage
3116 |  | Interior | Attic- unfinished basement-crawlspace | Vent piping | Furnace vents | Replace | Metal | Doublewal | 7" | Linear Footage
3117 |  | Interior | Attic- unfinished basement-crawlspace | Vent piping | Furnace vents | Replace | Metal | Doublewal | 8" | Linear Footage
3118 |  | Interior | Attic- unfinished basement-crawlspace | Vent piping | Level 1: Furnace vents; Level 2: Replace; Level3: PVC; Level 4: Linear Footage
3119 |  | Interior | Attic- unfinished basement-crawlspace | Vent piping | Furnace vents | Detach & Reset | Metal | Aluminum | 3" | Linear Footage
3120 |  | Interior | Attic- unfinished basement-crawlspace | Vent piping | Furnace vents | Detach & Reset | Metal | Aluminum | 4" | Linear Footage
3121 |  | Interior | Attic- unfinished basement-crawlspace | Vent piping | Furnace vents | Detach & Reset | Metal | Doublewal | 5" | Linear Footage
3122 |  | Interior | Attic- unfinished basement-crawlspace | Vent piping | Furnace vents | Detach & Reset | Metal | Doublewal | 6" | Linear Footage
3123 |  | Interior | Attic- unfinished basement-crawlspace | Vent piping | Furnace vents | Detach & Reset | Metal | Doublewal | 7" | Linear Footage
3124 |  | Interior | Attic- unfinished basement-crawlspace | Vent piping | Furnace vents | Detach & Reset | Metal | Doublewal | 8" | Linear Footage
3125 |  | Interior | Attic- unfinished basement-crawlspace | Vent piping | Level 1: Furnace vents; Level 2: Detach & Reset; Level3: PVC; Level 4: Linear Footage
3126 |  | Interior | Attic- unfinished basement-crawlspace | Vent piping | Level 1: Water heater vent; Level 2: Replace; Level3: Aluminum; Level 4: 3"; Level 5: Linear Footage
3127 |  | Interior | Attic- unfinished basement-crawlspace | Vent piping | Level 1: Water heater vent; Level 2: Replace; Level3: Aluminum; Level 4: 4"; Level 5: Linear Footage
3128 |  | Interior | Attic- unfinished basement-crawlspace | Vent piping | Level 1: Water heater vent; Level 2: Replace; Level3: Doublewal; Level 4: 5"; Level 5: Linear Footage
3129 |  | Interior | Attic- unfinished basement-crawlspace | Vent piping | Level 1: Water heater vent; Level 2: Replace; Level3: Doublewal; Level 4: 6"; Level 5: Linear Footage
3130 |  | Interior | Attic- unfinished basement-crawlspace | Vent piping | Level 1: Water heater vent; Level 2: Detach & Reset; Level3: Aluminum; Level 4: 3"; Level 5: Linear Footage
3131 |  | Interior | Attic- unfinished basement-crawlspace | Vent piping | Level 1: Water heater vent; Level 2: Detach & Reset; Level3: Aluminum; Level 4: 4"; Level 5: Linear Footage
3132 |  | Interior | Attic- unfinished basement-crawlspace | Vent piping | Level 1: Water heater vent; Level 2: Detach & Reset; Level3: Doublewal; Level 4: 5"; Level 5: Linear Footage
3133 |  | Interior | Attic- unfinished basement-crawlspace | Vent piping | Level 1: Water heater vent; Level 2: Detach & Reset; Level3: Doublewal; Level 4: 6"; Level 5: Linear Footage
3134 |  | Interior | Attic- unfinished basement-crawlspace | Plumbing | Water heater | Boiler | Replace | Fuel Source: Natural Gas | Measured energy output: BTUs | 62000
3135 |  | Interior | Attic- unfinished basement-crawlspace | Plumbing | Water heater | Boiler | Replace | Fuel Source: Natural Gas | Measured energy output: BTUs | 130000
3136 |  | Interior | Attic- unfinished basement-crawlspace | Plumbing | Water heater | Boiler | Replace | Fuel Source: Natural Gas | Measured energy output: BTUs | 165000
3137 |  | Interior | Attic- unfinished basement-crawlspace | Plumbing | Water heater | Boiler | Replace | Fuel Source: Natural Gas | Measured energy output: BTUs | 200000
3138 |  | Interior | Attic- unfinished basement-crawlspace | Plumbing | Water heater | Boiler | Replace | Fuel Source: Natural Gas | Measured energy output: MBH | 55
3139 |  | Interior | Attic- unfinished basement-crawlspace | Plumbing | Water heater | Boiler | Replace | Fuel Source: Natural Gas | Measured energy output: MBH | 109
3140 |  | Interior | Attic- unfinished basement-crawlspace | Plumbing | Water heater | Boiler | Replace | Fuel Source: Natural Gas | Measured energy output: MBH | 218
3141 |  | Interior | Attic- unfinished basement-crawlspace | Plumbing | Water heater | Boiler | Replace | Fuel Source: Natural Gas | Measured energy output: MBH | 320
3142 |  | Interior | Attic- unfinished basement-crawlspace | Plumbing | Water heater | Boiler | Replace | Fuel Source: Natural Gas | Measured energy output: MBH | 328
3143 |  | Interior | Attic- unfinished basement-crawlspace | Plumbing | Water heater | Boiler | Replace | Fuel Source: Natural Gas | Measured energy output: MBH | 554
3144 |  | Interior | Attic- unfinished basement-crawlspace | Plumbing | Water heater | Boiler | Replace | Fuel Source: Natural Gas | Measured energy output: MBH | 801
3145 |  | Interior | Attic- unfinished basement-crawlspace | Plumbing | Water heater | Boiler | Replace | Fuel Source: Natural Gas | Measured energy output: MBH | 1047
3146 |  | Interior | Attic- unfinished basement-crawlspace | Plumbing | Water heater | Boiler | Replace | Fuel Source: Electric – steam or hot water | Measured energy output: BTUs | 62000
3147 |  | Interior | Attic- unfinished basement-crawlspace | Plumbing | Water heater | Boiler | Replace | Fuel Source: Electric – steam or hot water | Measured energy output: BTUs | 130000
3148 |  | Interior | Attic- unfinished basement-crawlspace | Plumbing | Water heater | Boiler | Replace | Fuel Source: Electric – steam or hot water | Measured energy output: BTUs | 165000
3149 |  | Interior | Attic- unfinished basement-crawlspace | Plumbing | Water heater | Boiler | Replace | Fuel Source: Electric – steam or hot water | Measured energy output: BTUs | 200000
3150 |  | Interior | Attic- unfinished basement-crawlspace | Plumbing | Water heater | Boiler | Replace | Fuel Source: Electric – steam or hot water | Measured energy output: MBH | 55
3151 |  | Interior | Attic- unfinished basement-crawlspace | Plumbing | Water heater | Boiler | Replace | Fuel Source: Electric – steam or hot water | Measured energy output: MBH | 109
3152 |  | Interior | Attic- unfinished basement-crawlspace | Plumbing | Water heater | Boiler | Replace | Fuel Source: Electric – steam or hot water | Measured energy output: MBH | 218
3153 |  | Interior | Attic- unfinished basement-crawlspace | Plumbing | Water heater | Boiler | Replace | Fuel Source: Electric – steam or hot water | Measured energy output: MBH | 320
3154 |  | Interior | Attic- unfinished basement-crawlspace | Plumbing | Water heater | Boiler | Replace | Fuel Source: Electric – steam or hot water | Measured energy output: MBH | 328
3155 |  | Interior | Attic- unfinished basement-crawlspace | Plumbing | Water heater | Boiler | Replace | Fuel Source: Electric – steam or hot water | Measured energy output: MBH | 554
3156 |  | Interior | Attic- unfinished basement-crawlspace | Plumbing | Water heater | Boiler | Replace | Fuel Source: Electric – steam or hot water | Measured energy output: MBH | 801
3157 |  | Interior | Attic- unfinished basement-crawlspace | Plumbing | Water heater | Boiler | Replace | Fuel Source: Electric – steam or hot water | Measured energy output: MBH | 1047
3158 |  | Interior | Attic- unfinished basement-crawlspace | Plumbing | Water heater | Boiler | Replace | Fuel Source: oil fired | Measured energy output: BTUs | 62000
3159 |  | Interior | Attic- unfinished basement-crawlspace | Plumbing | Water heater | Boiler | Replace | Fuel Source: oil fired | Measured energy output: BTUs | 130000
3160 |  | Interior | Attic- unfinished basement-crawlspace | Plumbing | Water heater | Boiler | Replace | Fuel Source: oil fired | Measured energy output: BTUs | 165000
3161 |  | Interior | Attic- unfinished basement-crawlspace | Plumbing | Water heater | Boiler | Replace | Fuel Source: oil fired | Measured energy output: BTUs | 200000
3162 |  | Interior | Attic- unfinished basement-crawlspace | Plumbing | Water heater | Boiler | Replace | Fuel Source: oil fired | Measured energy output: MBH | 55
3163 |  | Interior | Attic- unfinished basement-crawlspace | Plumbing | Water heater | Boiler | Replace | Fuel Source: oil fired | Measured energy output: MBH | 109
3164 |  | Interior | Attic- unfinished basement-crawlspace | Plumbing | Water heater | Boiler | Replace | Fuel Source: oil fired | Measured energy output: MBH | 218
3165 |  | Interior | Attic- unfinished basement-crawlspace | Plumbing | Water heater | Boiler | Replace | Fuel Source: oil fired | Measured energy output: MBH | 320
3166 |  | Interior | Attic- unfinished basement-crawlspace | Plumbing | Water heater | Boiler | Replace | Fuel Source: oil fired | Measured energy output: MBH | 328
3167 |  | Interior | Attic- unfinished basement-crawlspace | Plumbing | Water heater | Boiler | Replace | Fuel Source: oil fired | Measured energy output: MBH | 554
3168 |  | Interior | Attic- unfinished basement-crawlspace | Plumbing | Water heater | Boiler | Replace | Fuel Source: oil fired | Measured energy output: MBH | 801
3169 |  | Interior | Attic- unfinished basement-crawlspace | Plumbing | Water heater | Boiler | Replace | Fuel Source: oil fired | Measured energy output: MBH | 1047
3170 |  | Interior | Attic- unfinished basement-crawlspace | Plumbing | Water heater | Boiler | Detach & Reset | Fuel Source: Natural Gas | Measured energy output: BTUs | 62000
3171 |  | Interior | Attic- unfinished basement-crawlspace | Plumbing | Water heater | Boiler | Detach & Reset | Fuel Source: Natural Gas | Measured energy output: BTUs | 130000
3172 |  | Interior | Attic- unfinished basement-crawlspace | Plumbing | Water heater | Boiler | Detach & Reset | Fuel Source: Natural Gas | Measured energy output: BTUs | 165000
3173 |  | Interior | Attic- unfinished basement-crawlspace | Plumbing | Water heater | Boiler | Detach & Reset | Fuel Source: Natural Gas | Measured energy output: BTUs | 200000
3174 |  | Interior | Attic- unfinished basement-crawlspace | Plumbing | Water heater | Boiler | Detach & Reset | Fuel Source: Natural Gas | Measured energy output: MBH | 55
3175 |  | Interior | Attic- unfinished basement-crawlspace | Plumbing | Water heater | Boiler | Detach & Reset | Fuel Source: Natural Gas | Measured energy output: MBH | 109
3176 |  | Interior | Attic- unfinished basement-crawlspace | Plumbing | Water heater | Boiler | Detach & Reset | Fuel Source: Natural Gas | Measured energy output: MBH | 218
3177 |  | Interior | Attic- unfinished basement-crawlspace | Plumbing | Water heater | Boiler | Detach & Reset | Fuel Source: Natural Gas | Measured energy output: MBH | 320
3178 |  | Interior | Attic- unfinished basement-crawlspace | Plumbing | Water heater | Boiler | Detach & Reset | Fuel Source: Natural Gas | Measured energy output: MBH | 328
3179 |  | Interior | Attic- unfinished basement-crawlspace | Plumbing | Water heater | Boiler | Detach & Reset | Fuel Source: Natural Gas | Measured energy output: MBH | 554
3180 |  | Interior | Attic- unfinished basement-crawlspace | Plumbing | Water heater | Boiler | Detach & Reset | Fuel Source: Natural Gas | Measured energy output: MBH | 801
3181 |  | Interior | Attic- unfinished basement-crawlspace | Plumbing | Water heater | Boiler | Detach & Reset | Fuel Source: Natural Gas | Measured energy output: MBH | 1047
3182 |  | Interior | Attic- unfinished basement-crawlspace | Plumbing | Water heater | Boiler | Detach & Reset | Fuel Source: Electric – steam or hot water | Measured energy output: BTUs | 62000
3183 |  | Interior | Attic- unfinished basement-crawlspace | Plumbing | Water heater | Boiler | Detach & Reset | Fuel Source: Electric – steam or hot water | Measured energy output: BTUs | 130000
3184 |  | Interior | Attic- unfinished basement-crawlspace | Plumbing | Water heater | Boiler | Detach & Reset | Fuel Source: Electric – steam or hot water | Measured energy output: BTUs | 165000
3185 |  | Interior | Attic- unfinished basement-crawlspace | Plumbing | Water heater | Boiler | Detach & Reset | Fuel Source: Electric – steam or hot water | Measured energy output: BTUs | 200000
3186 |  | Interior | Attic- unfinished basement-crawlspace | Plumbing | Water heater | Boiler | Detach & Reset | Fuel Source: Electric – steam or hot water | Measured energy output: MBH | 55
3187 |  | Interior | Attic- unfinished basement-crawlspace | Plumbing | Water heater | Boiler | Detach & Reset | Fuel Source: Electric – steam or hot water | Measured energy output: MBH | 109
3188 |  | Interior | Attic- unfinished basement-crawlspace | Plumbing | Water heater | Boiler | Detach & Reset | Fuel Source: Electric – steam or hot water | Measured energy output: MBH | 218
3189 |  | Interior | Attic- unfinished basement-crawlspace | Plumbing | Water heater | Boiler | Detach & Reset | Fuel Source: Electric – steam or hot water | Measured energy output: MBH | 320
3190 |  | Interior | Attic- unfinished basement-crawlspace | Plumbing | Water heater | Boiler | Detach & Reset | Fuel Source: Electric – steam or hot water | Measured energy output: MBH | 328
3191 |  | Interior | Attic- unfinished basement-crawlspace | Plumbing | Water heater | Boiler | Detach & Reset | Fuel Source: Electric – steam or hot water | Measured energy output: MBH | 554
3192 |  | Interior | Attic- unfinished basement-crawlspace | Plumbing | Water heater | Boiler | Detach & Reset | Fuel Source: Electric – steam or hot water | Measured energy output: MBH | 801
3193 |  | Interior | Attic- unfinished basement-crawlspace | Plumbing | Water heater | Boiler | Detach & Reset | Fuel Source: Electric – steam or hot water | Measured energy output: MBH | 1047
3194 |  | Interior | Attic- unfinished basement-crawlspace | Plumbing | Water heater | Boiler | Detach & Reset | Fuel Source: oil fired | Measured energy output: BTUs | 62000
3195 |  | Interior | Attic- unfinished basement-crawlspace | Plumbing | Water heater | Boiler | Detach & Reset | Fuel Source: oil fired | Measured energy output: BTUs | 130000
3196 |  | Interior | Attic- unfinished basement-crawlspace | Plumbing | Water heater | Boiler | Detach & Reset | Fuel Source: oil fired | Measured energy output: BTUs | 165000
3197 |  | Interior | Attic- unfinished basement-crawlspace | Plumbing | Water heater | Boiler | Detach & Reset | Fuel Source: oil fired | Measured energy output: BTUs | 200000
3198 |  | Interior | Attic- unfinished basement-crawlspace | Plumbing | Water heater | Boiler | Detach & Reset | Fuel Source: oil fired | Measured energy output: MBH | 55
3199 |  | Interior | Attic- unfinished basement-crawlspace | Plumbing | Water heater | Boiler | Detach & Reset | Fuel Source: oil fired | Measured energy output: MBH | 109
3200 |  | Interior | Attic- unfinished basement-crawlspace | Plumbing | Water heater | Boiler | Detach & Reset | Fuel Source: oil fired | Measured energy output: MBH | 218
3201 |  | Interior | Attic- unfinished basement-crawlspace | Plumbing | Water heater | Boiler | Detach & Reset | Fuel Source: oil fired | Measured energy output: MBH | 320
3202 |  | Interior | Attic- unfinished basement-crawlspace | Plumbing | Water heater | Boiler | Detach & Reset | Fuel Source: oil fired | Measured energy output: MBH | 328
3203 |  | Interior | Attic- unfinished basement-crawlspace | Plumbing | Water heater | Boiler | Detach & Reset | Fuel Source: oil fired | Measured energy output: MBH | 554
3204 |  | Interior | Attic- unfinished basement-crawlspace | Plumbing | Water heater | Boiler | Detach & Reset | Fuel Source: oil fired | Measured energy output: MBH | 801
3205 |  | Interior | Attic- unfinished basement-crawlspace | Plumbing | Water heater | Boiler | Detach & Reset | Fuel Source: oil fired | Measured energy output: MBH | 1047
3206 |  | Interior | Attic- unfinished basement-crawlspace | Plumbing | Level 1: Water heater; Level 2: Gas Water heater; Level3: Gallon: 30; Level 4: Number of units
3207 |  | Interior | Attic- unfinished basement-crawlspace | Plumbing | Level 1: Water heater; Level 2: Gas Water heater; Level3: Gallon: 40; Level 4: Number of units
3208 |  | Interior | Attic- unfinished basement-crawlspace | Plumbing | Level 1: Water heater; Level 2: Gas Water heater; Level3: Gallon: 50; Level 4: Number of units
3209 |  | Interior | Attic- unfinished basement-crawlspace | Plumbing | Level 1: Water heater; Level 2: Gas Water heater; Level3: Gallon: 60; Level 4: Number of units
3210 |  | Interior | Attic- unfinished basement-crawlspace | Plumbing | Level 1: Water heater; Level 2: Gas Water heater; Level3: Gallon: 75; Level 4: Number of units
3211 |  | Interior | Attic- unfinished basement-crawlspace | Plumbing | Level 1: Water heater; Level 2: Gas Water heater; Level3: Gallon: 100; Level 4: Number of units
3212 |  | Interior | Attic- unfinished basement-crawlspace | Plumbing | Level 1: Water heater; Level 2: Gas Water heater; Level3: Gallon: 140; Level 4: Number of units
3213 |  | Interior | Attic- unfinished basement-crawlspace | Plumbing | Level 1: Water heater; Level 2: Gas Water heater; Level3: Gallon: 200; Level 4: Number of units
3214 |  | Interior | Attic- unfinished basement-crawlspace | Plumbing | Level 1: Water heater; Level 2: Gas Water heater; Level3: Gallon: 30; Level 4: Warranty (Years): 6
3215 |  | Interior | Attic- unfinished basement-crawlspace | Plumbing | Level 1: Water heater; Level 2: Gas Water heater; Level3: Gallon: 40; Level 4: Warranty (Years): 6
3216 |  | Interior | Attic- unfinished basement-crawlspace | Plumbing | Level 1: Water heater; Level 2: Gas Water heater; Level3: Gallon: 50; Level 4: Warranty (Years): 6
3217 |  | Interior | Attic- unfinished basement-crawlspace | Plumbing | Level 1: Water heater; Level 2: Gas Water heater; Level3: Gallon: 60; Level 4: Warranty (Years): 6
3218 |  | Interior | Attic- unfinished basement-crawlspace | Plumbing | Level 1: Water heater; Level 2: Gas Water heater; Level3: Gallon: 75; Level 4: Warranty (Years): 6
3219 |  | Interior | Attic- unfinished basement-crawlspace | Plumbing | Level 1: Water heater; Level 2: Gas Water heater; Level3: Gallon: 100; Level 4: Warranty (Years): 6
3220 |  | Interior | Attic- unfinished basement-crawlspace | Plumbing | Level 1: Water heater; Level 2: Gas Water heater; Level3: Gallon: 140; Level 4: Warranty (Years): 6
3221 |  | Interior | Attic- unfinished basement-crawlspace | Plumbing | Level 1: Water heater; Level 2: Gas Water heater; Level3: Gallon: 200; Level 4: Warranty (Years): 6
3222 |  | Interior | Attic- unfinished basement-crawlspace | Plumbing | Level 1: Water heater; Level 2: Gas Water heater; Level3: Gallon: 30; Level 4: Warranty (Years): 9
3223 |  | Interior | Attic- unfinished basement-crawlspace | Plumbing | Level 1: Water heater; Level 2: Gas Water heater; Level3: Gallon: 40; Level 4: Warranty (Years): 9
3224 |  | Interior | Attic- unfinished basement-crawlspace | Plumbing | Level 1: Water heater; Level 2: Gas Water heater; Level3: Gallon: 50; Level 4: Warranty (Years): 9
3225 |  | Interior | Attic- unfinished basement-crawlspace | Plumbing | Level 1: Water heater; Level 2: Gas Water heater; Level3: Gallon: 60; Level 4: Warranty (Years): 9
3226 |  | Interior | Attic- unfinished basement-crawlspace | Plumbing | Level 1: Water heater; Level 2: Gas Water heater; Level3: Gallon: 75; Level 4: Warranty (Years): 9
3227 |  | Interior | Attic- unfinished basement-crawlspace | Plumbing | Level 1: Water heater; Level 2: Gas Water heater; Level3: Gallon: 100; Level 4: Warranty (Years): 9
3228 |  | Interior | Attic- unfinished basement-crawlspace | Plumbing | Level 1: Water heater; Level 2: Gas Water heater; Level3: Gallon: 140; Level 4: Warranty (Years): 9
3229 |  | Interior | Attic- unfinished basement-crawlspace | Plumbing | Level 1: Water heater; Level 2: Gas Water heater; Level3: Gallon: 200; Level 4: Warranty (Years): 9
3230 |  | Interior | Attic- unfinished basement-crawlspace | Plumbing | Level 1: Water heater; Level 2: Gas Water heater; Level3: Gallon: 30; Level 4: Warranty (Years): 12
3231 |  | Interior | Attic- unfinished basement-crawlspace | Plumbing | Level 1: Water heater; Level 2: Gas Water heater; Level3: Gallon: 40; Level 4: Warranty (Years): 12
3232 |  | Interior | Attic- unfinished basement-crawlspace | Plumbing | Level 1: Water heater; Level 2: Gas Water heater; Level3: Gallon: 50; Level 4: Warranty (Years): 12
3233 |  | Interior | Attic- unfinished basement-crawlspace | Plumbing | Level 1: Water heater; Level 2: Gas Water heater; Level3: Gallon: 60; Level 4: Warranty (Years): 12
3234 |  | Interior | Attic- unfinished basement-crawlspace | Plumbing | Level 1: Water heater; Level 2: Gas Water heater; Level3: Gallon: 75; Level 4: Warranty (Years): 12
3235 |  | Interior | Attic- unfinished basement-crawlspace | Plumbing | Level 1: Water heater; Level 2: Gas Water heater; Level3: Gallon: 100; Level 4: Warranty (Years): 12
3236 |  | Interior | Attic- unfinished basement-crawlspace | Plumbing | Level 1: Water heater; Level 2: Gas Water heater; Level3: Gallon: 140; Level 4: Warranty (Years): 12
3237 |  | Interior | Attic- unfinished basement-crawlspace | Plumbing | Level 1: Water heater; Level 2: Gas Water heater; Level3: Gallon: 200; Level 4: Warranty (Years): 12
3238 |  | Interior | Attic- unfinished basement-crawlspace | Plumbing | Level 1: Water heater; Level 2: Electric water heater; Level3: Mobile home; Level 4: Gallons: 6; Level 5: Number of units
3239 |  | Interior | Attic- unfinished basement-crawlspace | Plumbing | Level 1: Water heater; Level 2: Electric water heater; Level3: Mobile home; Level 4: Gallons: 7.5; Level 5: Number of units
3240 |  | Interior | Attic- unfinished basement-crawlspace | Plumbing | Level 1: Water heater; Level 2: Electric water heater; Level3: Mobile home; Level 4: Gallons: 20; Level 5: Number of units
3241 |  | Interior | Attic- unfinished basement-crawlspace | Plumbing | Level 1: Water heater; Level 2: Electric water heater; Level3: Mobile home; Level 4: Gallons: 30; Level 5: Number of units
3242 |  | Interior | Attic- unfinished basement-crawlspace | Plumbing | Level 1: Water heater; Level 2: Electric water heater; Level3: Mobile home; Level 4: Gallons: 40; Level 5: Number of units
3243 |  | Interior | Attic- unfinished basement-crawlspace | Plumbing | Level 1: Water heater; Level 2: Electric water heater; Level3: Mobile home; Level 4: Gallons: 50; Level 5: Number of units
3244 |  | Interior | Attic- unfinished basement-crawlspace | Plumbing | Level 1: Water heater; Level 2: Electric water heater; Level3: Mobile home; Level 4: Gallons: 60; Level 5: Number of units
3245 |  | Interior | Attic- unfinished basement-crawlspace | Plumbing | Level 1: Water heater; Level 2: Electric water heater; Level3: Mobile home; Level 4: Gallons: 80; Level 5: Number of units
3246 |  | Interior | Attic- unfinished basement-crawlspace | Plumbing | Level 1: Water heater; Level 2: Electric water heater; Level3: Mobile home; Level 4: Gallons: 120; Level 5: Number of units
3247 |  | Interior | Attic- unfinished basement-crawlspace | Plumbing | Level 1: Water heater; Level 2: Electric water heater; Level3: Mobile home; Level 4: Gallons: 30; Level 5: Warranty (Years): 6
3248 |  | Interior | Attic- unfinished basement-crawlspace | Plumbing | Level 1: Water heater; Level 2: Electric water heater; Level3: Mobile home; Level 4: Gallons: 40; Level 5: Warranty (Years): 6
3249 |  | Interior | Attic- unfinished basement-crawlspace | Plumbing | Level 1: Water heater; Level 2: Electric water heater; Level3: Mobile home; Level 4: Gallons: 50; Level 5: Warranty (Years): 6
3250 |  | Interior | Attic- unfinished basement-crawlspace | Plumbing | Level 1: Water heater; Level 2: Electric water heater; Level3: Mobile home; Level 4: Gallons: 30; Level 5: Warranty (Years): 9
3251 |  | Interior | Attic- unfinished basement-crawlspace | Plumbing | Level 1: Water heater; Level 2: Electric water heater; Level3: Mobile home; Level 4: Gallons: 40; Level 5: Warranty (Years): 9
3252 |  | Interior | Attic- unfinished basement-crawlspace | Plumbing | Level 1: Water heater; Level 2: Electric water heater; Level3: Mobile home; Level 4: Gallons: 50; Level 5: Warranty (Years): 9
3253 |  | Interior | Attic- unfinished basement-crawlspace | Plumbing | Level 1: Water heater; Level 2: Electric water heater; Level3: Mobile home; Level 4: Gallons: 30; Level 5: Warranty (Years): 12
3254 |  | Interior | Attic- unfinished basement-crawlspace | Plumbing | Level 1: Water heater; Level 2: Electric water heater; Level3: Mobile home; Level 4: Gallons: 40; Level 5: Warranty (Years): 12
3255 |  | Interior | Attic- unfinished basement-crawlspace | Plumbing | Level 1: Water heater; Level 2: Electric water heater; Level3: Mobile home; Level 4: Gallons: 50; Level 5: Warranty (Years): 12
3256 |  | Interior | Attic- unfinished basement-crawlspace | Plumbing | Level 1: Water heater; Level 2: Electric water heater; Level3: Standard; Level 4: Gallons: 6; Level 5: Number of units
3257 |  | Interior | Attic- unfinished basement-crawlspace | Plumbing | Level 1: Water heater; Level 2: Electric water heater; Level3: Standard; Level 4: Gallons: 7.5; Level 5: Number of units
3258 |  | Interior | Attic- unfinished basement-crawlspace | Plumbing | Level 1: Water heater; Level 2: Electric water heater; Level3: Standard; Level 4: Gallons: 20; Level 5: Number of units
3259 |  | Interior | Attic- unfinished basement-crawlspace | Plumbing | Level 1: Water heater; Level 2: Electric water heater; Level3: Standard; Level 4: Gallons: 30; Level 5: Number of units
3260 |  | Interior | Attic- unfinished basement-crawlspace | Plumbing | Level 1: Water heater; Level 2: Electric water heater; Level3: Standard; Level 4: Gallons: 40; Level 5: Number of units
3261 |  | Interior | Attic- unfinished basement-crawlspace | Plumbing | Level 1: Water heater; Level 2: Electric water heater; Level3: Standard; Level 4: Gallons: 50; Level 5: Number of units
3262 |  | Interior | Attic- unfinished basement-crawlspace | Plumbing | Level 1: Water heater; Level 2: Electric water heater; Level3: Standard; Level 4: Gallons: 60; Level 5: Number of units
3263 |  | Interior | Attic- unfinished basement-crawlspace | Plumbing | Level 1: Water heater; Level 2: Electric water heater; Level3: Standard; Level 4: Gallons: 80; Level 5: Number of units
3264 |  | Interior | Attic- unfinished basement-crawlspace | Plumbing | Level 1: Water heater; Level 2: Electric water heater; Level3: Standard; Level 4: Gallons: 120; Level 5: Number of units
3265 |  | Interior | Attic- unfinished basement-crawlspace | Plumbing | Level 1: Water heater; Level 2: Electric water heater; Level3: Standard; Level 4: Gallons: 30; Level 5: Warranty (Years): 6
3266 |  | Interior | Attic- unfinished basement-crawlspace | Plumbing | Level 1: Water heater; Level 2: Electric water heater; Level3: Standard; Level 4: Gallons: 40; Level 5: Warranty (Years): 6
3267 |  | Interior | Attic- unfinished basement-crawlspace | Plumbing | Level 1: Water heater; Level 2: Electric water heater; Level3: Standard; Level 4: Gallons: 50; Level 5: Warranty (Years): 6
3268 |  | Interior | Attic- unfinished basement-crawlspace | Plumbing | Level 1: Water heater; Level 2: Electric water heater; Level3: Standard; Level 4: Gallons: 30; Level 5: Warranty (Years): 9
3269 |  | Interior | Attic- unfinished basement-crawlspace | Plumbing | Level 1: Water heater; Level 2: Electric water heater; Level3: Standard; Level 4: Gallons: 40; Level 5: Warranty (Years): 9
3270 |  | Interior | Attic- unfinished basement-crawlspace | Plumbing | Level 1: Water heater; Level 2: Electric water heater; Level3: Standard; Level 4: Gallons: 50; Level 5: Warranty (Years): 9
3271 |  | Interior | Attic- unfinished basement-crawlspace | Plumbing | Level 1: Water heater; Level 2: Electric water heater; Level3: Standard; Level 4: Gallons: 30; Level 5: Warranty (Years): 12
3272 |  | Interior | Attic- unfinished basement-crawlspace | Plumbing | Level 1: Water heater; Level 2: Electric water heater; Level3: Standard; Level 4: Gallons: 40; Level 5: Warranty (Years): 12
3273 |  | Interior | Attic- unfinished basement-crawlspace | Plumbing | Level 1: Water heater; Level 2: Electric water heater; Level3: Standard; Level 4: Gallons: 50; Level 5: Warranty (Years): 12
3274 |  | Interior | Attic- unfinished basement-crawlspace | Plumbing | Level 1: Water heater; Level 2: Tankless water heater (electric); Level3: Quality: Up to 14.9KW
3275 |  | Interior | Attic- unfinished basement-crawlspace | Plumbing | Level 1: Water heater; Level 2: Tankless water heater (electric); Level3: Quality: 15-20KW
3276 |  | Interior | Attic- unfinished basement-crawlspace | Plumbing | Level 1: Water heater; Level 2: Tankless water heater (electric); Level3: Quality: 20.1-36 KW
3277 |  | Interior | Attic- unfinished basement-crawlspace | Plumbing | Level 1: Water heater; Level 2: Tankless water heater (gas); Level3: GPM: 3-3.9
3278 |  | Interior | Attic- unfinished basement-crawlspace | Plumbing | Level 1: Water heater; Level 2: Tankless water heater (gas); Level3: GPM: 4-4.9
3279 |  | Interior | Attic- unfinished basement-crawlspace | Plumbing | Level 1: Water heater; Level 2: Tankless water heater (gas); Level3: GPM: 5-5.9
3280 |  | Interior | Attic- unfinished basement-crawlspace | Plumbing | Level 1: Water heater; Level 2: Tankless water heater (gas); Level3: Power vent present
3281 |  | Interior | Attic- unfinished basement-crawlspace | Plumbing | Level 1: Water heater; Level 2: Seismic straps; Level3: Present
3282 |  | Interior | Attic- unfinished basement-crawlspace | Plumbing | Level 1: Expansion Tank; Level 2: Detach & Reset; Level3: Thermal Expansion Tank – 2gal
3283 |  | Interior | Attic- unfinished basement-crawlspace | Plumbing | Level 1: Expansion Tank; Level 2: Detach & Reset; Level3: Thermal Expansion Tank – 4-5 gal
3284 |  | Interior | Attic- unfinished basement-crawlspace | Plumbing | Level 1: Expansion Tank; Level 2: Detach & Reset; Level3: Thermal Expansion Tank – 158 gal
3285 |  | Interior | Attic- unfinished basement-crawlspace | Plumbing | Level 1: Expansion Tank; Level 2: Replace; Level3: Thermal Expansion Tank – 2gal
3286 |  | Interior | Attic- unfinished basement-crawlspace | Plumbing | Level 1: Expansion Tank; Level 2: Replace; Level3: Thermal Expansion Tank – 4-5 gal
3287 |  | Interior | Attic- unfinished basement-crawlspace | Plumbing | Level 1: Expansion Tank; Level 2: Replace; Level3: Thermal Expansion Tank – 158 gal
3288 |  | Interior | Attic- unfinished basement-crawlspace | Plumbing | Level 1: Water Softner; Level 2: Detach & Reset; Level3: Electronically metered; Level 4: Size: Small 24K grain capacity
3289 |  | Interior | Attic- unfinished basement-crawlspace | Plumbing | Level 1: Water Softner; Level 2: Detach & Reset; Level3: Electronically metered; Level 4: Size: Large 48K grain capacity
3290 |  | Interior | Attic- unfinished basement-crawlspace | Plumbing | Level 1: Water Softner; Level 2: Detach & Reset; Level3: Electronically metered; Level 4: Size: Extra Large – 64K grain capacity
3291 |  | Interior | Attic- unfinished basement-crawlspace | Plumbing | Level 1: Water Softner; Level 2: Detach & Reset; Level3: Manual Timer; Level 4: Size: Small 24K grain capacity
3292 |  | Interior | Attic- unfinished basement-crawlspace | Plumbing | Level 1: Water Softner; Level 2: Detach & Reset; Level3: Manual Timer; Level 4: Size: Large 48K grain capacity
3293 |  | Interior | Attic- unfinished basement-crawlspace | Plumbing | Level 1: Water Softner; Level 2: Detach & Reset; Level3: Manual Timer; Level 4: Size: Extra Large – 64K grain capacity
3294 |  | Interior | Attic- unfinished basement-crawlspace | Plumbing | Level 1: Water Softner; Level 2: Replace; Level3: Electronically metered; Level 4: Size: Small 24K grain capacity
3295 |  | Interior | Attic- unfinished basement-crawlspace | Plumbing | Level 1: Water Softner; Level 2: Replace; Level3: Electronically metered; Level 4: Size: Large 48K grain capacity
3296 |  | Interior | Attic- unfinished basement-crawlspace | Plumbing | Level 1: Water Softner; Level 2: Replace; Level3: Electronically metered; Level 4: Size: Extra Large – 64K grain capacity
3297 |  | Interior | Attic- unfinished basement-crawlspace | Plumbing | Level 1: Water Softner; Level 2: Replace; Level3: Manual Timer; Level 4: Size: Small 24K grain capacity
3298 |  | Interior | Attic- unfinished basement-crawlspace | Plumbing | Level 1: Water Softner; Level 2: Replace; Level3: Manual Timer; Level 4: Size: Large 48K grain capacity
3299 |  | Interior | Attic- unfinished basement-crawlspace | Plumbing | Level 1: Water Softner; Level 2: Replace; Level3: Manual Timer; Level 4: Size: Extra Large – 64K grain capacity
3300 |  | Interior | Attic- unfinished basement-crawlspace | Plumbing | Level 1: Gas; Level 2: Gas line manifold; Level3: Manifold for CSST gas tubing
3301 |  | Interior | Attic- unfinished basement-crawlspace | Plumbing | Level 1: Gas; Level 2: Black Pipe; Level3: Detach & Reset; Level 4: Diameter: ½”; Level 5: Linear Footage
3302 |  | Interior | Attic- unfinished basement-crawlspace | Plumbing | Level 1: Gas; Level 2: Black Pipe; Level3: Detach & Reset; Level 4: Diameter: 3/4”; Level 5: Linear Footage
3303 |  | Interior | Attic- unfinished basement-crawlspace | Plumbing | Level 1: Gas; Level 2: Black Pipe; Level3: Detach & Reset; Level 4: Diameter: 1”; Level 5: Linear Footage
3304 |  | Interior | Attic- unfinished basement-crawlspace | Plumbing | Level 1: Gas; Level 2: Black Pipe; Level3: Detach & Reset; Level 4: Diameter: 2”; Level 5: Linear Footage
3305 |  | Interior | Attic- unfinished basement-crawlspace | Plumbing | Level 1: Gas; Level 2: Black Pipe; Level3: Detach & Reset; Level 4: Diameter: 3”; Level 5: Linear Footage
3306 |  | Interior | Attic- unfinished basement-crawlspace | Plumbing | Level 1: Gas; Level 2: Black Pipe; Level3: Detach & Reset; Level 4: Diameter: 4”; Level 5: Linear Footage
3307 |  | Interior | Attic- unfinished basement-crawlspace | Plumbing | Level 1: Gas; Level 2: Black Pipe; Level3: Replace; Level 4: Diameter: ½”; Level 5: Linear Footage
3308 |  | Interior | Attic- unfinished basement-crawlspace | Plumbing | Level 1: Gas; Level 2: Black Pipe; Level3: Replace; Level 4: Diameter: 3/4”; Level 5: Linear Footage
3309 |  | Interior | Attic- unfinished basement-crawlspace | Plumbing | Level 1: Gas; Level 2: Black Pipe; Level3: Replace; Level 4: Diameter: 1”; Level 5: Linear Footage
3310 |  | Interior | Attic- unfinished basement-crawlspace | Plumbing | Level 1: Gas; Level 2: Black Pipe; Level3: Replace; Level 4: Diameter: 2”; Level 5: Linear Footage
3311 |  | Interior | Attic- unfinished basement-crawlspace | Plumbing | Level 1: Gas; Level 2: Black Pipe; Level3: Replace; Level 4: Diameter: 3”; Level 5: Linear Footage
3312 |  | Interior | Attic- unfinished basement-crawlspace | Plumbing | Level 1: Gas; Level 2: Black Pipe; Level3: Replace; Level 4: Diameter: 4”; Level 5: Linear Footage
3313 |  | Interior | Attic- unfinished basement-crawlspace | Plumbing | Level 1: Gas; Level 2: CSST; Level3: Per foot calculation; Level 4: Diameter: ¾”; Level 5: Linear Footage
3314 |  | Interior | Attic- unfinished basement-crawlspace | Plumbing | Level 1: Gas; Level 2: CSST; Level3: Per foot calculation; Level 4: Diameter: 1”; Level 5: Linear Footage
3315 |  | Interior | Attic- unfinished basement-crawlspace | Plumbing | Level 1: Gas; Level 2: CSST; Level3: Per Stub out Calculations; Level 4: Detach & Reset; Level 5: Linear Footage
3316 |  | Interior | Attic- unfinished basement-crawlspace | Plumbing | Level 1: Gas; Level 2: CSST; Level3: Per Stub out Calculations; Level 4: Replace; Level 5: Linear Footage
3317 |  | Interior | Attic- unfinished basement-crawlspace | Plumbing | Level 1: Gas; Level 2: CSST; Level3: Appliance Connection; Level 4: Diameter: ½”; Level 5: Length: up to 24”
3318 |  | Interior | Attic- unfinished basement-crawlspace | Plumbing | Level 1: Gas; Level 2: CSST; Level3: Appliance Connection; Level 4: Diameter: ½”; Level 5: Length: 25-48”
3319 |  | Interior | Attic- unfinished basement-crawlspace | Plumbing | Level 1: Gas; Level 2: CSST; Level3: Appliance Connection; Level 4: Diameter: ½”; Level 5: Length: 49-72”
3320 |  | Interior | Attic- unfinished basement-crawlspace | Plumbing | Level 1: Gas; Level 2: CSST; Level3: Appliance Connection; Level 4: Diameter: 3/8”; Level 5: Length: up to 24”
3321 |  | Interior | Attic- unfinished basement-crawlspace | Plumbing | Level 1: Gas; Level 2: CSST; Level3: Appliance Connection; Level 4: Diameter: 3/8”; Level 5: Length: 25-48”
3322 |  | Interior | Attic- unfinished basement-crawlspace | Plumbing | Level 1: Gas; Level 2: CSST; Level3: Appliance Connection; Level 4: Diameter: 3/8”; Level 5: Length: 49-72”
3323 |  | Interior | Attic- unfinished basement-crawlspace | Plumbing | Level 1: Gas; Level 2: CSST; Level3: Appliance Connection; Level 4: Diameter: 5/8”; Level 5: Length: up to 24”
3324 |  | Interior | Attic- unfinished basement-crawlspace | Plumbing | Level 1: Gas; Level 2: CSST; Level3: Appliance Connection; Level 4: Diameter: 5/8”; Level 5: Length: 25-48”
3325 |  | Interior | Attic- unfinished basement-crawlspace | Plumbing | Level 1: Gas; Level 2: CSST; Level3: Appliance Connection; Level 4: Diameter: 5/8”; Level 5: Length: 49-72”
3326 |  | Interior | Attic- unfinished basement-crawlspace | Plumbing | Level 1: Water Line; Level 2: Galvanized Pipe; Level3: Detach & Reset; Level 4: Diameter: ½”; Level 5: Linear Footage
3327 |  | Interior | Attic- unfinished basement-crawlspace | Plumbing | Level 1: Water Line; Level 2: Galvanized Pipe; Level3: Detach & Reset; Level 4: Diameter: 3/4”; Level 5: Linear Footage
3328 |  | Interior | Attic- unfinished basement-crawlspace | Plumbing | Level 1: Water Line; Level 2: Galvanized Pipe; Level3: Detach & Reset; Level 4: Diameter: 1”; Level 5: Linear Footage
3329 |  | Interior | Attic- unfinished basement-crawlspace | Plumbing | Level 1: Water Line; Level 2: Galvanized Pipe; Level3: Detach & Reset; Level 4: Diameter: 1-1/2”; Level 5: Linear Footage
3330 |  | Interior | Attic- unfinished basement-crawlspace | Plumbing | Level 1: Water Line; Level 2: Galvanized Pipe; Level3: Detach & Reset; Level 4: Diameter: 2”; Level 5: Linear Footage
3331 |  | Interior | Attic- unfinished basement-crawlspace | Plumbing | Level 1: Water Line; Level 2: Galvanized Pipe; Level3: Replace; Level 4: Diameter: ½”; Level 5: Linear Footage
3332 |  | Interior | Attic- unfinished basement-crawlspace | Plumbing | Level 1: Water Line; Level 2: Galvanized Pipe; Level3: Replace; Level 4: Diameter: 3/4”; Level 5: Linear Footage
3333 |  | Interior | Attic- unfinished basement-crawlspace | Plumbing | Level 1: Water Line; Level 2: Galvanized Pipe; Level3: Replace; Level 4: Diameter: 1”; Level 5: Linear Footage
3334 |  | Interior | Attic- unfinished basement-crawlspace | Plumbing | Level 1: Water Line; Level 2: Galvanized Pipe; Level3: Replace; Level 4: Diameter: 1-1/2”; Level 5: Linear Footage
3335 |  | Interior | Attic- unfinished basement-crawlspace | Plumbing | Level 1: Water Line; Level 2: Galvanized Pipe; Level3: Replace; Level 4: Diameter: 2”; Level 5: Linear Footage
3336 |  | Interior | Attic- unfinished basement-crawlspace | Plumbing | Water Line | Supply line | Detach & Reset | Copper | Diameter: 3/8” | Linear Footage
3337 |  | Interior | Attic- unfinished basement-crawlspace | Plumbing | Water Line | Supply line | Detach & Reset | Copper | Diameter: ½” | Linear Footage
3338 |  | Interior | Attic- unfinished basement-crawlspace | Plumbing | Water Line | Supply line | Detach & Reset | Copper | Diameter: 3/4” | Linear Footage
3339 |  | Interior | Attic- unfinished basement-crawlspace | Plumbing | Water Line | Supply line | Detach & Reset | Copper | Diameter: 1” | Linear Footage
3340 |  | Interior | Attic- unfinished basement-crawlspace | Plumbing | Water Line | Supply line | Detach & Reset | Copper | Diameter: 1-1/2” | Linear Footage
3341 |  | Interior | Attic- unfinished basement-crawlspace | Plumbing | Water Line | Supply line | Detach & Reset | Copper | Diameter: 2” | Linear Footage
3342 |  | Interior | Attic- unfinished basement-crawlspace | Plumbing | Water Line | Supply line | Detach & Reset | Copper | Diameter: 3” | Linear Footage
3343 |  | Interior | Attic- unfinished basement-crawlspace | Plumbing | Water Line | Supply line | Detach & Reset | Copper | Booster pump present | It is damaged
3344 |  | Interior | Attic- unfinished basement-crawlspace | Plumbing | Water Line | Supply line | Detach & Reset | PEX | Diameter: 3/8” | Linear Footage
3345 |  | Interior | Attic- unfinished basement-crawlspace | Plumbing | Water Line | Supply line | Detach & Reset | PEX | Diameter: ½” | Linear Footage
3346 |  | Interior | Attic- unfinished basement-crawlspace | Plumbing | Water Line | Supply line | Detach & Reset | PEX | Diameter: 3/4” | Linear Footage
3347 |  | Interior | Attic- unfinished basement-crawlspace | Plumbing | Water Line | Supply line | Detach & Reset | PEX | Diameter: 1” | Linear Footage
3348 |  | Interior | Attic- unfinished basement-crawlspace | Plumbing | Level 1: Water Line; Level 2: Supply line; Level3: Detach & Reset; Level 4: PEX; Level 6: Linear Footage
3349 |  | Interior | Attic- unfinished basement-crawlspace | Plumbing | Level 1: Water Line; Level 2: Supply line; Level3: Detach & Reset; Level 4: PEX; Level 6: Linear Footage
3350 |  | Interior | Attic- unfinished basement-crawlspace | Plumbing | Level 1: Water Line; Level 2: Supply line; Level3: Detach & Reset; Level 4: PEX; Level 6: Linear Footage
3351 |  | Interior | Attic- unfinished basement-crawlspace | Plumbing | Level 1: Water Line; Level 2: Supply line; Level3: Detach & Reset; Level 4: PEX; Level 6: Linear Footage
3352 |  | Interior | Attic- unfinished basement-crawlspace | Plumbing | Water Line | Supply line | Detach & Reset | PEX | Booster pump present | It is damaged
3353 |  | Interior | Attic- unfinished basement-crawlspace | Plumbing | Water Line | Supply line | Detach & Reset | PVC | Diameter: ½” | Linear Footage
3354 |  | Interior | Attic- unfinished basement-crawlspace | Plumbing | Water Line | Supply line | Detach & Reset | PVC | Diameter: 3/4” | Linear Footage
3355 |  | Interior | Attic- unfinished basement-crawlspace | Plumbing | Water Line | Supply line | Detach & Reset | PVC | Diameter: 1” | Linear Footage
3356 |  | Interior | Attic- unfinished basement-crawlspace | Plumbing | Water Line | Supply line | Detach & Reset | PVC | Diameter: 1-1/4” | Linear Footage
3357 |  | Interior | Attic- unfinished basement-crawlspace | Plumbing | Water Line | Supply line | Detach & Reset | PVC | Diameter: 1-1/2” | Linear Footage
3358 |  | Interior | Attic- unfinished basement-crawlspace | Plumbing | Water Line | Supply line | Detach & Reset | PVC | Diameter: 2” | Linear Footage
3359 |  | Interior | Attic- unfinished basement-crawlspace | Plumbing | Water Line | Supply line | Replace | Copper | Diameter: 3/8” | Linear Footage
3360 |  | Interior | Attic- unfinished basement-crawlspace | Plumbing | Water Line | Supply line | Replace | Copper | Diameter: ½” | Linear Footage
3361 |  | Interior | Attic- unfinished basement-crawlspace | Plumbing | Water Line | Supply line | Replace | Copper | Diameter: 3/4” | Linear Footage
3362 |  | Interior | Attic- unfinished basement-crawlspace | Plumbing | Water Line | Supply line | Replace | Copper | Diameter: 1” | Linear Footage
3363 |  | Interior | Attic- unfinished basement-crawlspace | Plumbing | Water Line | Supply line | Replace | Copper | Diameter: 1-1/2” | Linear Footage
3364 |  | Interior | Attic- unfinished basement-crawlspace | Plumbing | Water Line | Supply line | Replace | Copper | Diameter: 2” | Linear Footage
3365 |  | Interior | Attic- unfinished basement-crawlspace | Plumbing | Water Line | Supply line | Replace | Copper | Diameter: 3” | Linear Footage
3366 |  | Interior | Attic- unfinished basement-crawlspace | Plumbing | Water Line | Supply line | Replace | Copper | Booster pump present | It is damaged
3367 |  | Interior | Attic- unfinished basement-crawlspace | Plumbing | Water Line | Supply line | Replace | PEX | Diameter: 3/8” | Linear Footage
3368 |  | Interior | Attic- unfinished basement-crawlspace | Plumbing | Water Line | Supply line | Replace | PEX | Diameter: ½” | Linear Footage
3369 |  | Interior | Attic- unfinished basement-crawlspace | Plumbing | Water Line | Supply line | Replace | PEX | Diameter: 3/4” | Linear Footage
3370 |  | Interior | Attic- unfinished basement-crawlspace | Plumbing | Water Line | Supply line | Replace | PEX | Diameter: 1” | Linear Footage
3371 |  | Interior | Attic- unfinished basement-crawlspace | Plumbing | Level 1: Water Line; Level 2: Supply line; Level3: Replace; Level 4: PEX; Level 6: Linear Footage
3372 |  | Interior | Attic- unfinished basement-crawlspace | Plumbing | Level 1: Water Line; Level 2: Supply line; Level3: Replace; Level 4: PEX; Level 6: Linear Footage
3373 |  | Interior | Attic- unfinished basement-crawlspace | Plumbing | Level 1: Water Line; Level 2: Supply line; Level3: Replace; Level 4: PEX; Level 6: Linear Footage
3374 |  | Interior | Attic- unfinished basement-crawlspace | Plumbing | Level 1: Water Line; Level 2: Supply line; Level3: Replace; Level 4: PEX; Level 6: Linear Footage
3375 |  | Interior | Attic- unfinished basement-crawlspace | Plumbing | Water Line | Supply line | Replace | PEX | Booster pump present | It is damaged
3376 |  | Interior | Attic- unfinished basement-crawlspace | Plumbing | Water Line | Supply line | Replace | PVC | Diameter: ½” | Linear Footage
3377 |  | Interior | Attic- unfinished basement-crawlspace | Plumbing | Water Line | Supply line | Replace | PVC | Diameter: 3/4” | Linear Footage
3378 |  | Interior | Attic- unfinished basement-crawlspace | Plumbing | Water Line | Supply line | Replace | PVC | Diameter: 1” | Linear Footage
3379 |  | Interior | Attic- unfinished basement-crawlspace | Plumbing | Water Line | Supply line | Replace | PVC | Diameter: 1-1/4” | Linear Footage
3380 |  | Interior | Attic- unfinished basement-crawlspace | Plumbing | Water Line | Supply line | Replace | PVC | Diameter: 1-1/2” | Linear Footage
3381 |  | Interior | Attic- unfinished basement-crawlspace | Plumbing | Water Line | Supply line | Replace | PVC | Diameter: 2” | Linear Footage
3382 |  | Interior | Attic- unfinished basement-crawlspace | Plumbing | Water Line | Water line valves | Detach & Reset | Ball Valve | Size: ¾” | Quantity
3383 |  | Interior | Attic- unfinished basement-crawlspace | Plumbing | Water Line | Water line valves | Detach & Reset | Ball Valve | Size: 1” | Quantity
3384 |  | Interior | Attic- unfinished basement-crawlspace | Plumbing | Water Line | Water line valves | Detach & Reset | Ball Valve | Size: 2” | Quantity
3385 |  | Interior | Attic- unfinished basement-crawlspace | Plumbing | Water Line | Water line valves | Detach & Reset | Ball Valve | Size: 3” | Quantity
3386 |  | Interior | Attic- unfinished basement-crawlspace | Plumbing | Water Line | Water line valves | Detach & Reset | Ball Valve | Size: 4” | Quantity
3387 |  | Interior | Attic- unfinished basement-crawlspace | Plumbing | Water Line | Water line valves | Detach & Reset | Swing Check Valve | Size: up to ¾” | Quantity
3388 |  | Interior | Attic- unfinished basement-crawlspace | Plumbing | Water Line | Water line valves | Detach & Reset | Swing Check Valve | Size: 7/8”-1-1/4” | Quantity
3389 |  | Interior | Attic- unfinished basement-crawlspace | Plumbing | Water Line | Water line valves | Detach & Reset | Water Pressure Regulator Valve | Size: ¾” | Quantity
3390 |  | Interior | Attic- unfinished basement-crawlspace | Plumbing | Water Line | Water line valves | Detach & Reset | Water Pressure Regulator Valve | Size: 1” | Quantity
3391 |  | Interior | Attic- unfinished basement-crawlspace | Plumbing | Water Line | Water line valves | Detach & Reset | Water Pressure Regulator Valve | Size: 1-1/4” | Quantity
3392 |  | Interior | Attic- unfinished basement-crawlspace | Plumbing | Water Line | Water line valves | Detach & Reset | Water Pressure Regulator Valve | Size: 1-1/2” | Quantity
3393 |  | Interior | Attic- unfinished basement-crawlspace | Plumbing | Water Line | Water line valves | Detach & Reset | Water Pressure Regulator Valve | Size: 2” | Quantity
3394 |  | Interior | Attic- unfinished basement-crawlspace | Plumbing | Water Line | Water line valves | Detach & Reset | Butterfly Valve | Size: 3” | Quantity
3395 |  | Interior | Attic- unfinished basement-crawlspace | Plumbing | Water Line | Water line valves | Detach & Reset | Butterfly Valve | Size: 4” | Quantity
3396 |  | Interior | Attic- unfinished basement-crawlspace | Plumbing | Water Line | Water line valves | Detach & Reset | Butterfly Valve | Size: 6” | Quantity
3397 |  | Interior | Attic- unfinished basement-crawlspace | Plumbing | Water Line | Water line valves | Detach & Reset | Butterfly Valve | Size: 8” | Quantity
3398 |  | Interior | Attic- unfinished basement-crawlspace | Plumbing | Water Line | Water line valves | Detach & Reset | Float Valve | Size: 2” | Quantity
3399 |  | Interior | Attic- unfinished basement-crawlspace | Plumbing | Water Line | Water line valves | Detach & Reset | Gate Valve | Size: ½” | Quantity
3400 |  | Interior | Attic- unfinished basement-crawlspace | Plumbing | Water Line | Water line valves | Detach & Reset | Gate Valve | Size: ¾” | Quantity
3401 |  | Interior | Attic- unfinished basement-crawlspace | Plumbing | Water Line | Water line valves | Detach & Reset | Gate Valve | Size: 1” | Quantity
3402 |  | Interior | Attic- unfinished basement-crawlspace | Plumbing | Water Line | Water line valves | Detach & Reset | Gate Valve | Size: 2” | Quantity
3403 |  | Interior | Attic- unfinished basement-crawlspace | Plumbing | Water Line | Water line valves | Detach & Reset | Globe Valve - flanged | Size: 3” | Quantity
3404 |  | Interior | Attic- unfinished basement-crawlspace | Plumbing | Water Line | Water line valves | Detach & Reset | Globe Valve - flanged | Size: 4” | Quantity
3405 |  | Interior | Attic- unfinished basement-crawlspace | Plumbing | Water Line | Water line valves | Detach & Reset | Globe Valve - flanged | Size: 6” | Quantity
3406 |  | Interior | Attic- unfinished basement-crawlspace | Plumbing | Water Line | Water line valves | Detach & Reset | Globe Valve - flanged | Size: 8” | Quantity
3407 |  | Interior | Attic- unfinished basement-crawlspace | Plumbing | Water Line | Water line valves | Replace | Ball Valve | Size: ¾” | Quantity
3408 |  | Interior | Attic- unfinished basement-crawlspace | Plumbing | Water Line | Water line valves | Replace | Ball Valve | Size: 1” | Quantity
3409 |  | Interior | Attic- unfinished basement-crawlspace | Plumbing | Water Line | Water line valves | Replace | Ball Valve | Size: 2” | Quantity
3410 |  | Interior | Attic- unfinished basement-crawlspace | Plumbing | Water Line | Water line valves | Replace | Ball Valve | Size: 3” | Quantity
3411 |  | Interior | Attic- unfinished basement-crawlspace | Plumbing | Water Line | Water line valves | Replace | Ball Valve | Size: 4” | Quantity
3412 |  | Interior | Attic- unfinished basement-crawlspace | Plumbing | Water Line | Water line valves | Replace | Swing Check Valve | Size: up to ¾” | Quantity
3413 |  | Interior | Attic- unfinished basement-crawlspace | Plumbing | Water Line | Water line valves | Replace | Swing Check Valve | Size: 7/8”-1-1/4” | Quantity
3414 |  | Interior | Attic- unfinished basement-crawlspace | Plumbing | Water Line | Water line valves | Replace | Water Pressure Regulator Valve | Size: ¾” | Quantity
3415 |  | Interior | Attic- unfinished basement-crawlspace | Plumbing | Water Line | Water line valves | Replace | Water Pressure Regulator Valve | Size: 1” | Quantity
3416 |  | Interior | Attic- unfinished basement-crawlspace | Plumbing | Water Line | Water line valves | Replace | Water Pressure Regulator Valve | Size: 1-1/4” | Quantity
3417 |  | Interior | Attic- unfinished basement-crawlspace | Plumbing | Water Line | Water line valves | Replace | Water Pressure Regulator Valve | Size: 1-1/2” | Quantity
3418 |  | Interior | Attic- unfinished basement-crawlspace | Plumbing | Water Line | Water line valves | Replace | Water Pressure Regulator Valve | Size: 2” | Quantity
3419 |  | Interior | Attic- unfinished basement-crawlspace | Plumbing | Water Line | Water line valves | Replace | Butterfly Valve | Size: 3” | Quantity
3420 |  | Interior | Attic- unfinished basement-crawlspace | Plumbing | Water Line | Water line valves | Replace | Butterfly Valve | Size: 4” | Quantity
3421 |  | Interior | Attic- unfinished basement-crawlspace | Plumbing | Water Line | Water line valves | Replace | Butterfly Valve | Size: 6” | Quantity
3422 |  | Interior | Attic- unfinished basement-crawlspace | Plumbing | Water Line | Water line valves | Replace | Butterfly Valve | Size: 8” | Quantity
3423 |  | Interior | Attic- unfinished basement-crawlspace | Plumbing | Water Line | Water line valves | Replace | Float Valve | Size: 2” | Quantity
3424 |  | Interior | Attic- unfinished basement-crawlspace | Plumbing | Water Line | Water line valves | Replace | Gate Valve | Size: ½” | Quantity
3425 |  | Interior | Attic- unfinished basement-crawlspace | Plumbing | Water Line | Water line valves | Replace | Gate Valve | Size: ¾” | Quantity
3426 |  | Interior | Attic- unfinished basement-crawlspace | Plumbing | Water Line | Water line valves | Replace | Gate Valve | Size: 1” | Quantity
3427 |  | Interior | Attic- unfinished basement-crawlspace | Plumbing | Water Line | Water line valves | Replace | Gate Valve | Size: 2” | Quantity
3428 |  | Interior | Attic- unfinished basement-crawlspace | Plumbing | Water Line | Water line valves | Replace | Globe Valve - flanged | Size: 3” | Quantity
3429 |  | Interior | Attic- unfinished basement-crawlspace | Plumbing | Water Line | Water line valves | Replace | Globe Valve - flanged | Size: 4” | Quantity
3430 |  | Interior | Attic- unfinished basement-crawlspace | Plumbing | Water Line | Water line valves | Replace | Globe Valve - flanged | Size: 6” | Quantity
3431 |  | Interior | Attic- unfinished basement-crawlspace | Plumbing | Water Line | Water line valves | Replace | Globe Valve - flanged | Size: 8” | Quantity
3432 |  | Interior | Attic- unfinished basement-crawlspace | Plumbing | Level 1: Water Line; Level 2: Water Supply manifold; Level3: Detach & Reset; Level 4: Size: Standard (18-24 ports)
3433 |  | Interior | Attic- unfinished basement-crawlspace | Plumbing | Level 1: Water Line; Level 2: Water Supply manifold; Level3: Detach & Reset; Level 4: Size: Standard Large (24-30 ports)
3434 |  | Interior | Attic- unfinished basement-crawlspace | Plumbing | Level 1: Water Line; Level 2: Water Supply manifold; Level3: Replace; Level 4: Size: Standard (18-24 ports)
3435 |  | Interior | Attic- unfinished basement-crawlspace | Plumbing | Level 1: Water Line; Level 2: Water Supply manifold; Level3: Replace; Level 4: Size: Standard Large (24-30 ports)
3436 |  | Interior | Attic- unfinished basement-crawlspace | Plumbing | Level 1: Drain, waste and vent lines; Level 2: Detach & Reset; Level3: ABS; Level 4: Size: 1-1/2”; Level 5: Quantity
3437 |  | Interior | Attic- unfinished basement-crawlspace | Plumbing | Level 1: Drain, waste and vent lines; Level 2: Detach & Reset; Level3: ABS; Level 4: Size: 2”; Level 5: Quantity
3438 |  | Interior | Attic- unfinished basement-crawlspace | Plumbing | Level 1: Drain, waste and vent lines; Level 2: Detach & Reset; Level3: ABS; Level 4: Size: 3”; Level 5: Quantity
3439 |  | Interior | Attic- unfinished basement-crawlspace | Plumbing | Level 1: Drain, waste and vent lines; Level 2: Detach & Reset; Level3: ABS; Level 4: Size: 4”; Level 5: Quantity
3440 |  | Interior | Attic- unfinished basement-crawlspace | Plumbing | Level 1: Drain, waste and vent lines; Level 2: Detach & Reset; Level3: ABS; Level 4: Size: 6”; Level 5: Quantity
3441 |  | Interior | Attic- unfinished basement-crawlspace | Plumbing | Level 1: Drain, waste and vent lines; Level 2: Detach & Reset; Level3: PVC; Level 4: Size: 1-1/2”; Level 5: Quantity
3442 |  | Interior | Attic- unfinished basement-crawlspace | Plumbing | Level 1: Drain, waste and vent lines; Level 2: Detach & Reset; Level3: PVC; Level 4: Size: 2”; Level 5: Quantity
3443 |  | Interior | Attic- unfinished basement-crawlspace | Plumbing | Level 1: Drain, waste and vent lines; Level 2: Detach & Reset; Level3: PVC; Level 4: Size: 3”; Level 5: Quantity
3444 |  | Interior | Attic- unfinished basement-crawlspace | Plumbing | Level 1: Drain, waste and vent lines; Level 2: Detach & Reset; Level3: PVC; Level 4: Size: 4”; Level 5: Quantity
3445 |  | Interior | Attic- unfinished basement-crawlspace | Plumbing | Level 1: Drain, waste and vent lines; Level 2: Detach & Reset; Level3: PVC; Level 4: Size: 6”; Level 5: Quantity
3446 |  | Interior | Attic- unfinished basement-crawlspace | Plumbing | Level 1: Drain, waste and vent lines; Level 2: Detach & Reset; Level3: PVC; Level 4: Size: 8”; Level 5: Quantity
3447 |  | Interior | Attic- unfinished basement-crawlspace | Plumbing | Level 1: Drain, waste and vent lines; Level 2: Detach & Reset; Level3: PVC; Level 4: Size: 12”; Level 5: Quantity
3448 |  | Interior | Attic- unfinished basement-crawlspace | Plumbing | Level 1: Drain, waste and vent lines; Level 2: Detach & Reset; Level3: Iron Pipe; Level 4: Size: 1-1/2”; Level 5: Quantity
3449 |  | Interior | Attic- unfinished basement-crawlspace | Plumbing | Level 1: Drain, waste and vent lines; Level 2: Detach & Reset; Level3: Iron Pipe; Level 4: Size: 2”; Level 5: Quantity
3450 |  | Interior | Attic- unfinished basement-crawlspace | Plumbing | Level 1: Drain, waste and vent lines; Level 2: Detach & Reset; Level3: Iron Pipe; Level 4: Size: 3”; Level 5: Quantity
3451 |  | Interior | Attic- unfinished basement-crawlspace | Plumbing | Level 1: Drain, waste and vent lines; Level 2: Detach & Reset; Level3: Iron Pipe; Level 4: Size: 4”; Level 5: Quantity
3452 |  | Interior | Attic- unfinished basement-crawlspace | Plumbing | Level 1: Drain, waste and vent lines; Level 2: Detach & Reset; Level3: Iron Pipe; Level 4: Size: 6”; Level 5: Quantity
3453 |  | Interior | Attic- unfinished basement-crawlspace | Plumbing | Level 1: Drain, waste and vent lines; Level 2: Detach & Reset; Level3: Iron Pipe; Level 4: Size: 8”; Level 5: Quantity
3454 |  | Interior | Attic- unfinished basement-crawlspace | Plumbing | Level 1: Drain, waste and vent lines; Level 2: Detach & Reset; Level3: Iron Pipe; Level 4: Size: 12”; Level 5: Quantity
3455 |  | Interior | Attic- unfinished basement-crawlspace | Plumbing | Level 1: Drain, waste and vent lines; Level 2: Replace; Level3: ABS; Level 4: Size: 1-1/2”; Level 5: Quantity
3456 |  | Interior | Attic- unfinished basement-crawlspace | Plumbing | Level 1: Drain, waste and vent lines; Level 2: Replace; Level3: ABS; Level 4: Size: 2”; Level 5: Quantity
3457 |  | Interior | Attic- unfinished basement-crawlspace | Plumbing | Level 1: Drain, waste and vent lines; Level 2: Replace; Level3: ABS; Level 4: Size: 3”; Level 5: Quantity
3458 |  | Interior | Attic- unfinished basement-crawlspace | Plumbing | Level 1: Drain, waste and vent lines; Level 2: Replace; Level3: ABS; Level 4: Size: 4”; Level 5: Quantity
3459 |  | Interior | Attic- unfinished basement-crawlspace | Plumbing | Level 1: Drain, waste and vent lines; Level 2: Replace; Level3: ABS; Level 4: Size: 6”; Level 5: Quantity
3460 |  | Interior | Attic- unfinished basement-crawlspace | Plumbing | Level 1: Drain, waste and vent lines; Level 2: Replace; Level3: PVC; Level 4: Size: 1-1/2”; Level 5: Quantity
3461 |  | Interior | Attic- unfinished basement-crawlspace | Plumbing | Level 1: Drain, waste and vent lines; Level 2: Replace; Level3: PVC; Level 4: Size: 2”; Level 5: Quantity
3462 |  | Interior | Attic- unfinished basement-crawlspace | Plumbing | Level 1: Drain, waste and vent lines; Level 2: Replace; Level3: PVC; Level 4: Size: 3”; Level 5: Quantity
3463 |  | Interior | Attic- unfinished basement-crawlspace | Plumbing | Level 1: Drain, waste and vent lines; Level 2: Replace; Level3: PVC; Level 4: Size: 4”; Level 5: Quantity
3464 |  | Interior | Attic- unfinished basement-crawlspace | Plumbing | Level 1: Drain, waste and vent lines; Level 2: Replace; Level3: PVC; Level 4: Size: 6”; Level 5: Quantity
3465 |  | Interior | Attic- unfinished basement-crawlspace | Plumbing | Level 1: Drain, waste and vent lines; Level 2: Replace; Level3: PVC; Level 4: Size: 8”; Level 5: Quantity
3466 |  | Interior | Attic- unfinished basement-crawlspace | Plumbing | Level 1: Drain, waste and vent lines; Level 2: Replace; Level3: PVC; Level 4: Size: 12”; Level 5: Quantity
3467 |  | Interior | Attic- unfinished basement-crawlspace | Plumbing | Level 1: Drain, waste and vent lines; Level 2: Replace; Level3: Iron Pipe; Level 4: Size: 1-1/2”; Level 5: Quantity
3468 |  | Interior | Attic- unfinished basement-crawlspace | Plumbing | Level 1: Drain, waste and vent lines; Level 2: Replace; Level3: Iron Pipe; Level 4: Size: 2”; Level 5: Quantity
3469 |  | Interior | Attic- unfinished basement-crawlspace | Plumbing | Level 1: Drain, waste and vent lines; Level 2: Replace; Level3: Iron Pipe; Level 4: Size: 3”; Level 5: Quantity
3470 |  | Interior | Attic- unfinished basement-crawlspace | Plumbing | Level 1: Drain, waste and vent lines; Level 2: Replace; Level3: Iron Pipe; Level 4: Size: 4”; Level 5: Quantity
3471 |  | Interior | Attic- unfinished basement-crawlspace | Plumbing | Level 1: Drain, waste and vent lines; Level 2: Replace; Level3: Iron Pipe; Level 4: Size: 6”; Level 5: Quantity
3472 |  | Interior | Attic- unfinished basement-crawlspace | Plumbing | Level 1: Drain, waste and vent lines; Level 2: Replace; Level3: Iron Pipe; Level 4: Size: 8”; Level 5: Quantity
3473 |  | Interior | Attic- unfinished basement-crawlspace | Plumbing | Level 1: Drain, waste and vent lines; Level 2: Replace; Level3: Iron Pipe; Level 4: Size: 12”; Level 5: Quantity
3474 |  | Interior | Attic- unfinished basement-crawlspace | Plumbing | Level 1: Sump Pump; Level 2: Detach & Reset; Level3: Pump – 1/3Hp; Level 4: Include Sump Pump Basin - YES
3475 |  | Interior | Attic- unfinished basement-crawlspace | Plumbing | Level 1: Sump Pump; Level 2: Detach & Reset; Level3: Pump – ½ HP; Level 4: Include Sump Pump Basin - YES
3476 |  | Interior | Attic- unfinished basement-crawlspace | Plumbing | Level 1: Sump Pump; Level 2: Detach & Reset; Level3: Pump – 3/4HP; Level 4: Include Sump Pump Basin - YES
3477 |  | Interior | Attic- unfinished basement-crawlspace | Plumbing | Level 1: Sump Pump; Level 2: Detach & Reset; Level3: Pump – 1/3Hp; Level 4: Include Sump Pump Basin - NO
3478 |  | Interior | Attic- unfinished basement-crawlspace | Plumbing | Level 1: Sump Pump; Level 2: Detach & Reset; Level3: Pump – ½ HP; Level 4: Include Sump Pump Basin - NO
3479 |  | Interior | Attic- unfinished basement-crawlspace | Plumbing | Level 1: Sump Pump; Level 2: Detach & Reset; Level3: Pump – 3/4HP; Level 4: Include Sump Pump Basin - NO
3480 |  | Interior | Attic- unfinished basement-crawlspace | Plumbing | Level 1: Sump Pump; Level 2: Replace; Level3: Pump – 1/3Hp; Level 4: Include Sump Pump Basin - YES
3481 |  | Interior | Attic- unfinished basement-crawlspace | Plumbing | Level 1: Sump Pump; Level 2: Replace; Level3: Pump – ½ HP; Level 4: Include Sump Pump Basin - YES
3482 |  | Interior | Attic- unfinished basement-crawlspace | Plumbing | Level 1: Sump Pump; Level 2: Replace; Level3: Pump – 3/4HP; Level 4: Include Sump Pump Basin - YES
3483 |  | Interior | Attic- unfinished basement-crawlspace | Plumbing | Level 1: Sump Pump; Level 2: Replace; Level3: Pump – 1/3Hp; Level 4: Include Sump Pump Basin - NO
3484 |  | Interior | Attic- unfinished basement-crawlspace | Plumbing | Level 1: Sump Pump; Level 2: Replace; Level3: Pump – ½ HP; Level 4: Include Sump Pump Basin - NO
3485 |  | Interior | Attic- unfinished basement-crawlspace | Plumbing | Level 1: Sump Pump; Level 2: Replace; Level3: Pump – 3/4HP; Level 4: Include Sump Pump Basin - NO
3486 |  | Interior | Attic- unfinished basement-crawlspace | HVAC | Level 1: Duct work; Level 2: Clean; Level3: Exterior of duct; Level 4: Per Room - # rooms
3487 |  | Interior | Attic- unfinished basement-crawlspace | HVAC | Level 1: Duct work; Level 2: Clean; Level3: Exterior of duct; Level 4: Linear Footage
3488 |  | Interior | Attic- unfinished basement-crawlspace | HVAC | Level 1: Duct work; Level 2: Clean; Level3: Interior of duct; Level 4: Light; Level 5: # of registers
3489 |  | Interior | Attic- unfinished basement-crawlspace | HVAC | Level 1: Duct work; Level 2: Clean; Level3: Interior of duct; Level 4: heavy clean; Level 5: # of registers
3490 |  | Interior | Attic- unfinished basement-crawlspace | HVAC | Level 1: Duct work; Level 2: Detach & Reset; Level3: Dampers; Level 4: Round; Level 5: Size: up to 8”
3491 |  | Interior | Attic- unfinished basement-crawlspace | HVAC | Level 1: Duct work; Level 2: Detach & Reset; Level3: Dampers; Level 4: Round; Level 5: Size: 9-14”
3492 |  | Interior | Attic- unfinished basement-crawlspace | HVAC | Level 1: Duct work; Level 2: Detach & Reset; Level3: Dampers; Level 4: Round; Level 5: Size: 15-18”
3493 |  | Interior | Attic- unfinished basement-crawlspace | HVAC | Level 1: Duct work; Level 2: Detach & Reset; Level3: Dampers; Level 4: Square; Level 5: Size: up to 100 sq In
3494 |  | Interior | Attic- unfinished basement-crawlspace | HVAC | Level 1: Duct work; Level 2: Detach & Reset; Level3: Dampers; Level 4: Square; Level 5: Size: 101-252 sq in
3495 |  | Interior | Attic- unfinished basement-crawlspace | HVAC | Level 1: Duct work; Level 2: Detach & Reset; Level3: Dampers; Level 4: Square; Level 5: Size: 253-360 sq in
3496 |  | Interior | Attic- unfinished basement-crawlspace | HVAC | Duct work | Detach & Reset | Flexible ductwork | Non-insulated | Diameter: 3” | Linear Footage
3497 |  | Interior | Attic- unfinished basement-crawlspace | HVAC | Duct work | Detach & Reset | Flexible ductwork | Non-insulated | Diameter: 4” | Linear Footage
3498 |  | Interior | Attic- unfinished basement-crawlspace | HVAC | Duct work | Detach & Reset | Flexible ductwork | Non-insulated | Diameter: 6” | Linear Footage
3499 |  | Interior | Attic- unfinished basement-crawlspace | HVAC | Duct work | Detach & Reset | Flexible ductwork | Insulated | Diameter: 4” | Linear Footage
3500 |  | Interior | Attic- unfinished basement-crawlspace | HVAC | Duct work | Detach & Reset | Flexible ductwork | Insulated | Diameter: 6” | Linear Footage
3501 |  | Interior | Attic- unfinished basement-crawlspace | HVAC | Duct work | Detach & Reset | Flexible ductwork | Insulated | Diameter: 7” | Linear Footage
3502 |  | Interior | Attic- unfinished basement-crawlspace | HVAC | Duct work | Detach & Reset | Flexible ductwork | Insulated | Diameter: 8” | Linear Footage
3503 |  | Interior | Attic- unfinished basement-crawlspace | HVAC | Duct work | Detach & Reset | Flexible ductwork | Insulated | Diameter: 10” | Linear Footage
3504 |  | Interior | Attic- unfinished basement-crawlspace | HVAC | Duct work | Detach & Reset | Flexible ductwork | Insulated | Diameter: 12” | Linear Footage
3505 |  | Interior | Attic- unfinished basement-crawlspace | HVAC | Duct work | Detach & Reset | Rigid Ductwork | Hot or Cold Air | Size: 4” | Linear Footage
3506 |  | Interior | Attic- unfinished basement-crawlspace | HVAC | Duct work | Detach & Reset | Rigid Ductwork | Hot or Cold Air | Size: 6” | Linear Footage
3507 |  | Interior | Attic- unfinished basement-crawlspace | HVAC | Duct work | Detach & Reset | Rigid Ductwork | Hot or Cold Air | Size: 7” | Linear Footage
3508 |  | Interior | Attic- unfinished basement-crawlspace | HVAC | Duct work | Detach & Reset | Rigid Ductwork | Hot or Cold Air | Size: 8” | Linear Footage
3509 |  | Interior | Attic- unfinished basement-crawlspace | HVAC | Duct work | Detach & Reset | Rigid Ductwork | Hot or Cold Air | Size: 10” | Linear Footage
3510 |  | Interior | Attic- unfinished basement-crawlspace | HVAC | Duct work | Detach & Reset | Rigid Ductwork | Hot or Cold Air | Size: 12” | Linear Footage
3511 |  | Interior | Attic- unfinished basement-crawlspace | HVAC | Duct work | Detach & Reset | Rigid Ductwork | Hot or Cold Air | Size: Large (24x8) | Linear Footage
3512 |  | Interior | Attic- unfinished basement-crawlspace | HVAC | Duct work | Detach & Reset | Rigid Ductwork | Hot or Cold Air | Size: Extra Large (20x16) | Linear Footage
3513 |  | Interior | Attic- unfinished basement-crawlspace | HVAC | Duct work | Detach & Reset | Rigid Ductwork | Spiral | Diameter: 6” | Linear Footage
3514 |  | Interior | Attic- unfinished basement-crawlspace | HVAC | Duct work | Detach & Reset | Rigid Ductwork | Spiral | Diameter: 8” | Linear Footage
3515 |  | Interior | Attic- unfinished basement-crawlspace | HVAC | Duct work | Detach & Reset | Rigid Ductwork | Spiral | Diameter: 10” | Linear Footage
3516 |  | Interior | Attic- unfinished basement-crawlspace | HVAC | Duct work | Detach & Reset | Rigid Ductwork | Spiral | Diameter: 12” | Linear Footage
3517 |  | Interior | Attic- unfinished basement-crawlspace | HVAC | Duct work | Detach & Reset | Rigid Ductwork | Spiral | Diameter: 14” | Linear Footage
3518 |  | Interior | Attic- unfinished basement-crawlspace | HVAC | Duct work | Detach & Reset | Rigid Ductwork | Spiral | Diameter: 16” | Linear Footage
3519 |  | Interior | Attic- unfinished basement-crawlspace | HVAC | Duct work | Detach & Reset | Rigid Ductwork | Spiral | Diameter: 18” | Linear Footage
3520 |  | Interior | Attic- unfinished basement-crawlspace | HVAC | Duct work | Detach & Reset | Rigid Ductwork | Spiral | Diameter: 20” | Linear Footage
3521 |  | Interior | Attic- unfinished basement-crawlspace | HVAC | Duct work | Detach & Reset | Rigid Ductwork | Spiral | Diameter: 22” | Linear Footage
3522 |  | Interior | Attic- unfinished basement-crawlspace | HVAC | Duct work | Detach & Reset | Rigid Ductwork | Spiral | Diameter: 24” | Linear Footage
3523 |  | Interior | Attic- unfinished basement-crawlspace | HVAC | Duct work | Detach & Reset | Rigid Ductwork | Tee-branch | Size: up to 12” | Quantity
3524 |  | Interior | Attic- unfinished basement-crawlspace | HVAC | Duct work | Detach & Reset | Rigid Ductwork | Tee-branch | Size: 13-18” | Quantity
3525 |  | Interior | Attic- unfinished basement-crawlspace | HVAC | Duct work | Detach & Reset | Rigid Ductwork | Tee-branch | Size: 19-24” | Quantity
3526 |  | Interior | Attic- unfinished basement-crawlspace | HVAC | Duct work | Detach & Reset | Rigid Ductwork | Insulated Ductwork | Large (24x8) | Insulation Wall: ½”
3527 |  | Interior | Attic- unfinished basement-crawlspace | HVAC | Duct work | Detach & Reset | Rigid Ductwork | Insulated Ductwork | Large (24x8) | Insulation Wall: 1”
3528 |  | Interior | Attic- unfinished basement-crawlspace | HVAC | Duct work | Detach & Reset | Rigid Ductwork | Insulated Ductwork | Extra large (20x16) | Insulation Wall: ½”
3529 |  | Interior | Attic- unfinished basement-crawlspace | HVAC | Duct work | Detach & Reset | Rigid Ductwork | Insulated Ductwork | Extra large (20x16) | Insulation Wall: 1”
3530 |  | Interior | Attic- unfinished basement-crawlspace | HVAC | Level 1: Duct work; Level 2: Detach & Reset; Level3: Plenum; Level 4: Insulated
3531 |  | Interior | Attic- unfinished basement-crawlspace | HVAC | Level 1: Duct work; Level 2: Detach & Reset; Level3: Plenum; Level 4: Non-insulated
3532 |  | Interior | Attic- unfinished basement-crawlspace | HVAC | Level 1: Duct work; Level 2: Replace; Level3: Dampers; Level 4: Round; Level 5: Size: up to 8”
3533 |  | Interior | Attic- unfinished basement-crawlspace | HVAC | Level 1: Duct work; Level 2: Replace; Level3: Dampers; Level 4: Round; Level 5: Size: 9-14”
3534 |  | Interior | Attic- unfinished basement-crawlspace | HVAC | Level 1: Duct work; Level 2: Replace; Level3: Dampers; Level 4: Round; Level 5: Size: 15-18”
3535 |  | Interior | Attic- unfinished basement-crawlspace | HVAC | Level 1: Duct work; Level 2: Replace; Level3: Dampers; Level 4: Square; Level 5: Size: up to 100 sq In
3536 |  | Interior | Attic- unfinished basement-crawlspace | HVAC | Level 1: Duct work; Level 2: Replace; Level3: Dampers; Level 4: Square; Level 5: Size: 101-252 sq in
3537 |  | Interior | Attic- unfinished basement-crawlspace | HVAC | Level 1: Duct work; Level 2: Replace; Level3: Dampers; Level 4: Square; Level 5: Size: 253-360 sq in
3538 |  | Interior | Attic- unfinished basement-crawlspace | HVAC | Duct work | Replace | Flexible ductwork | Non-insulated | Diameter: 3” | Linear Footage
3539 |  | Interior | Attic- unfinished basement-crawlspace | HVAC | Duct work | Replace | Flexible ductwork | Non-insulated | Diameter: 4” | Linear Footage
3540 |  | Interior | Attic- unfinished basement-crawlspace | HVAC | Duct work | Replace | Flexible ductwork | Non-insulated | Diameter: 6” | Linear Footage
3541 |  | Interior | Attic- unfinished basement-crawlspace | HVAC | Duct work | Replace | Flexible ductwork | Insulated | Diameter: 4” | Linear Footage
3542 |  | Interior | Attic- unfinished basement-crawlspace | HVAC | Duct work | Replace | Flexible ductwork | Insulated | Diameter: 6” | Linear Footage
3543 |  | Interior | Attic- unfinished basement-crawlspace | HVAC | Duct work | Replace | Flexible ductwork | Insulated | Diameter: 7” | Linear Footage
3544 |  | Interior | Attic- unfinished basement-crawlspace | HVAC | Duct work | Replace | Flexible ductwork | Insulated | Diameter: 8” | Linear Footage
3545 |  | Interior | Attic- unfinished basement-crawlspace | HVAC | Duct work | Replace | Flexible ductwork | Insulated | Diameter: 10” | Linear Footage
3546 |  | Interior | Attic- unfinished basement-crawlspace | HVAC | Duct work | Replace | Flexible ductwork | Insulated | Diameter: 12” | Linear Footage
3547 |  | Interior | Attic- unfinished basement-crawlspace | HVAC | Duct work | Replace | Rigid Ductwork | Hot or Cold Air | Size: 4” | Linear Footage
3548 |  | Interior | Attic- unfinished basement-crawlspace | HVAC | Duct work | Replace | Rigid Ductwork | Hot or Cold Air | Size: 6” | Linear Footage
3549 |  | Interior | Attic- unfinished basement-crawlspace | HVAC | Duct work | Replace | Rigid Ductwork | Hot or Cold Air | Size: 7” | Linear Footage
3550 |  | Interior | Attic- unfinished basement-crawlspace | HVAC | Duct work | Replace | Rigid Ductwork | Hot or Cold Air | Size: 8” | Linear Footage
3551 |  | Interior | Attic- unfinished basement-crawlspace | HVAC | Duct work | Replace | Rigid Ductwork | Hot or Cold Air | Size: 10” | Linear Footage
3552 |  | Interior | Attic- unfinished basement-crawlspace | HVAC | Duct work | Replace | Rigid Ductwork | Hot or Cold Air | Size: 12” | Linear Footage
3553 |  | Interior | Attic- unfinished basement-crawlspace | HVAC | Duct work | Replace | Rigid Ductwork | Hot or Cold Air | Size: Large (24x8) | Linear Footage
3554 |  | Interior | Attic- unfinished basement-crawlspace | HVAC | Duct work | Replace | Rigid Ductwork | Hot or Cold Air | Size: Extra Large (20x16) | Linear Footage
3555 |  | Interior | Attic- unfinished basement-crawlspace | HVAC | Duct work | Replace | Rigid Ductwork | Spiral | Diameter: 6” | Linear Footage
3556 |  | Interior | Attic- unfinished basement-crawlspace | HVAC | Duct work | Replace | Rigid Ductwork | Spiral | Diameter: 8” | Linear Footage
3557 |  | Interior | Attic- unfinished basement-crawlspace | HVAC | Duct work | Replace | Rigid Ductwork | Spiral | Diameter: 10” | Linear Footage
3558 |  | Interior | Attic- unfinished basement-crawlspace | HVAC | Duct work | Replace | Rigid Ductwork | Spiral | Diameter: 12” | Linear Footage
3559 |  | Interior | Attic- unfinished basement-crawlspace | HVAC | Duct work | Replace | Rigid Ductwork | Spiral | Diameter: 14” | Linear Footage
3560 |  | Interior | Attic- unfinished basement-crawlspace | HVAC | Duct work | Replace | Rigid Ductwork | Spiral | Diameter: 16” | Linear Footage
3561 |  | Interior | Attic- unfinished basement-crawlspace | HVAC | Duct work | Replace | Rigid Ductwork | Spiral | Diameter: 18” | Linear Footage
3562 |  | Interior | Attic- unfinished basement-crawlspace | HVAC | Duct work | Replace | Rigid Ductwork | Spiral | Diameter: 20” | Linear Footage
3563 |  | Interior | Attic- unfinished basement-crawlspace | HVAC | Duct work | Replace | Rigid Ductwork | Spiral | Diameter: 22” | Linear Footage
3564 |  | Interior | Attic- unfinished basement-crawlspace | HVAC | Duct work | Replace | Rigid Ductwork | Spiral | Diameter: 24” | Linear Footage
3565 |  | Interior | Attic- unfinished basement-crawlspace | HVAC | Duct work | Replace | Rigid Ductwork | Tee-branch | Size: up to 12” | Quantity
3566 |  | Interior | Attic- unfinished basement-crawlspace | HVAC | Duct work | Replace | Rigid Ductwork | Tee-branch | Size: 13-18” | Quantity
3567 |  | Interior | Attic- unfinished basement-crawlspace | HVAC | Duct work | Replace | Rigid Ductwork | Tee-branch | Size: 19-24” | Quantity
3568 |  | Interior | Attic- unfinished basement-crawlspace | HVAC | Duct work | Replace | Rigid Ductwork | Insulated Ductwork | Large (24x8) | Insulation Wall: ½”
3569 |  | Interior | Attic- unfinished basement-crawlspace | HVAC | Duct work | Replace | Rigid Ductwork | Insulated Ductwork | Large (24x8) | Insulation Wall: 1”
3570 |  | Interior | Attic- unfinished basement-crawlspace | HVAC | Duct work | Replace | Rigid Ductwork | Insulated Ductwork | Extra large (20x16) | Insulation Wall: ½”
3571 |  | Interior | Attic- unfinished basement-crawlspace | HVAC | Duct work | Replace | Rigid Ductwork | Insulated Ductwork | Extra large (20x16) | Insulation Wall: 1”
3572 |  | Interior | Attic- unfinished basement-crawlspace | HVAC | Level 1: Duct work; Level 2: Replace; Level3: Plenum; Level 4: Insulated
3573 |  | Interior | Attic- unfinished basement-crawlspace | HVAC | Level 1: Duct work; Level 2: Replace; Level3: Plenum; Level 4: Non-insulated
3574 |  | Interior | Attic- unfinished basement-crawlspace | HVAC | Level 1: Furnace; Level 2: Clean; Level3: Floor furnace; Level 4: Energy output: 35K BTU; Level 5: Efficiency: Standard
3575 |  | Interior | Attic- unfinished basement-crawlspace | HVAC | Level 1: Furnace; Level 2: Clean; Level3: Floor furnace; Level 4: Energy output: 35K BTU; Level 5: Efficiency: High
3576 |  | Interior | Attic- unfinished basement-crawlspace | HVAC | Level 1: Furnace; Level 2: Clean; Level3: Floor furnace; Level 4: Energy output: 50K BTU; Level 5: Efficiency: Standard
3577 |  | Interior | Attic- unfinished basement-crawlspace | HVAC | Level 1: Furnace; Level 2: Clean; Level3: Floor furnace; Level 4: Energy output: 50K BTU; Level 5: Efficiency: High
3578 |  | Interior | Attic- unfinished basement-crawlspace | HVAC | Level 1: Furnace; Level 2: Clean; Level3: Floor furnace; Level 4: Energy output: 65K BTU; Level 5: Efficiency: Standard
3579 |  | Interior | Attic- unfinished basement-crawlspace | HVAC | Level 1: Furnace; Level 2: Clean; Level3: Floor furnace; Level 4: Energy output: 65K BTU; Level 5: Efficiency: High
3580 |  | Interior | Attic- unfinished basement-crawlspace | HVAC | Level 1: Furnace; Level 2: Clean; Level3: Horizontal furnace; Level 4: Efficiency: Standard; Level 5: 48-75K BTU
3581 |  | Interior | Attic- unfinished basement-crawlspace | HVAC | Level 1: Furnace; Level 2: Clean; Level3: Horizontal furnace; Level 4: Efficiency: Standard; Level 5: 80K
3582 |  | Interior | Attic- unfinished basement-crawlspace | HVAC | Level 1: Furnace; Level 2: Clean; Level3: Horizontal furnace; Level 4: Efficiency: Standard; Level 5: 100K
3583 |  | Interior | Attic- unfinished basement-crawlspace | HVAC | Level 1: Furnace; Level 2: Clean; Level3: Horizontal furnace; Level 4: Efficiency: Standard; Level 5: 135K
3584 |  | Interior | Attic- unfinished basement-crawlspace | HVAC | Level 1: Furnace; Level 2: Clean; Level3: Horizontal furnace; Level 4: Efficiency: Standard; Level 5: 150K
3585 |  | Interior | Attic- unfinished basement-crawlspace | HVAC | Level 1: Furnace; Level 2: Clean; Level3: Horizontal furnace; Level 4: Efficiency: High; Level 5: 60K
3586 |  | Interior | Attic- unfinished basement-crawlspace | HVAC | Level 1: Furnace; Level 2: Clean; Level3: Horizontal furnace; Level 4: Efficiency: High; Level 5: 80K
3587 |  | Interior | Attic- unfinished basement-crawlspace | HVAC | Level 1: Furnace; Level 2: Clean; Level3: Horizontal furnace; Level 4: Efficiency: High; Level 5: 95K
3588 |  | Interior | Attic- unfinished basement-crawlspace | HVAC | Level 1: Furnace; Level 2: Clean; Level3: Horizontal furnace; Level 4: Efficiency: High; Level 5: 120K
3589 |  | Interior | Attic- unfinished basement-crawlspace | HVAC | Level 1: Furnace; Level 2: Clean; Level3: Horizontal furnace; Level 4: Efficiency: High; Level 5: 135K
3590 |  | Interior | Attic- unfinished basement-crawlspace | HVAC | Level 1: Furnace; Level 2: Clean; Level3: Mobile Home Furnace; Level 4: Efficiency: Standard; Level 5: 47K BTU
3591 |  | Interior | Attic- unfinished basement-crawlspace | HVAC | Level 1: Furnace; Level 2: Clean; Level3: Mobile Home Furnace; Level 4: Efficiency: Standard; Level 5: 56K BTU
3592 |  | Interior | Attic- unfinished basement-crawlspace | HVAC | Level 1: Furnace; Level 2: Clean; Level3: Mobile Home Furnace; Level 4: Efficiency: Standard; Level 5: 72K BTU
3593 |  | Interior | Attic- unfinished basement-crawlspace | HVAC | Level 1: Furnace; Level 2: Clean; Level3: Mobile Home Furnace; Level 4: Efficiency: High; Level 5: 56K BTU
3594 |  | Interior | Attic- unfinished basement-crawlspace | HVAC | Level 1: Furnace; Level 2: Clean; Level3: Mobile Home Furnace; Level 4: Efficiency: High; Level 5: 72K BTU
3595 |  | Interior | Attic- unfinished basement-crawlspace | HVAC | Level 1: Furnace; Level 2: Clean; Level3: Mobile Home Furnace; Level 4: Efficiency: High; Level 5: 95k BTU
3596 |  | Interior | Attic- unfinished basement-crawlspace | HVAC | Level 1: Furnace; Level 2: Clean; Level3: Mobile Home Furnace; Level 4: Efficiency: High; Level 5: 114K BTU
3597 |  | Interior | Attic- unfinished basement-crawlspace | HVAC | Level 1: Furnace; Level 2: Detach & Reset; Level3: Floor furnace; Level 4: Energy output: 35K BTU; Level 5: Efficiency: Standard
3598 |  | Interior | Attic- unfinished basement-crawlspace | HVAC | Level 1: Furnace; Level 2: Detach & Reset; Level3: Floor furnace; Level 4: Energy output: 35K BTU; Level 5: Efficiency: High
3599 |  | Interior | Attic- unfinished basement-crawlspace | HVAC | Level 1: Furnace; Level 2: Detach & Reset; Level3: Floor furnace; Level 4: Energy output: 50K BTU; Level 5: Efficiency: Standard
3600 |  | Interior | Attic- unfinished basement-crawlspace | HVAC | Level 1: Furnace; Level 2: Detach & Reset; Level3: Floor furnace; Level 4: Energy output: 50K BTU; Level 5: Efficiency: High
3601 |  | Interior | Attic- unfinished basement-crawlspace | HVAC | Level 1: Furnace; Level 2: Detach & Reset; Level3: Floor furnace; Level 4: Energy output: 65K BTU; Level 5: Efficiency: Standard
3602 |  | Interior | Attic- unfinished basement-crawlspace | HVAC | Level 1: Furnace; Level 2: Detach & Reset; Level3: Floor furnace; Level 4: Energy output: 65K BTU; Level 5: Efficiency: High
3603 |  | Interior | Attic- unfinished basement-crawlspace | HVAC | Level 1: Furnace; Level 2: Detach & Reset; Level3: Horizontal furnace; Level 4: Efficiency: Standard; Level 5: 48-75K BTU
3604 |  | Interior | Attic- unfinished basement-crawlspace | HVAC | Level 1: Furnace; Level 2: Detach & Reset; Level3: Horizontal furnace; Level 4: Efficiency: Standard; Level 5: 80K
3605 |  | Interior | Attic- unfinished basement-crawlspace | HVAC | Level 1: Furnace; Level 2: Detach & Reset; Level3: Horizontal furnace; Level 4: Efficiency: Standard; Level 5: 100K
3606 |  | Interior | Attic- unfinished basement-crawlspace | HVAC | Level 1: Furnace; Level 2: Detach & Reset; Level3: Horizontal furnace; Level 4: Efficiency: Standard; Level 5: 135K
3607 |  | Interior | Attic- unfinished basement-crawlspace | HVAC | Level 1: Furnace; Level 2: Detach & Reset; Level3: Horizontal furnace; Level 4: Efficiency: Standard; Level 5: 150K
3608 |  | Interior | Attic- unfinished basement-crawlspace | HVAC | Level 1: Furnace; Level 2: Detach & Reset; Level3: Horizontal furnace; Level 4: Efficiency: High; Level 5: 60K
3609 |  | Interior | Attic- unfinished basement-crawlspace | HVAC | Level 1: Furnace; Level 2: Detach & Reset; Level3: Horizontal furnace; Level 4: Efficiency: High; Level 5: 80K
3610 |  | Interior | Attic- unfinished basement-crawlspace | HVAC | Level 1: Furnace; Level 2: Detach & Reset; Level3: Horizontal furnace; Level 4: Efficiency: High; Level 5: 95K
3611 |  | Interior | Attic- unfinished basement-crawlspace | HVAC | Level 1: Furnace; Level 2: Detach & Reset; Level3: Horizontal furnace; Level 4: Efficiency: High; Level 5: 120K
3612 |  | Interior | Attic- unfinished basement-crawlspace | HVAC | Level 1: Furnace; Level 2: Detach & Reset; Level3: Horizontal furnace; Level 4: Efficiency: High; Level 5: 135K
3613 |  | Interior | Attic- unfinished basement-crawlspace | HVAC | Level 1: Furnace; Level 2: Detach & Reset; Level3: Mobile Home Furnace; Level 4: Efficiency: Standard; Level 5: 47K BTU
3614 |  | Interior | Attic- unfinished basement-crawlspace | HVAC | Level 1: Furnace; Level 2: Detach & Reset; Level3: Mobile Home Furnace; Level 4: Efficiency: Standard; Level 5: 56K BTU
3615 |  | Interior | Attic- unfinished basement-crawlspace | HVAC | Level 1: Furnace; Level 2: Detach & Reset; Level3: Mobile Home Furnace; Level 4: Efficiency: Standard; Level 5: 72K BTU
3616 |  | Interior | Attic- unfinished basement-crawlspace | HVAC | Level 1: Furnace; Level 2: Detach & Reset; Level3: Mobile Home Furnace; Level 4: Efficiency: High; Level 5: 56K BTU
3617 |  | Interior | Attic- unfinished basement-crawlspace | HVAC | Level 1: Furnace; Level 2: Detach & Reset; Level3: Mobile Home Furnace; Level 4: Efficiency: High; Level 5: 72K BTU
3618 |  | Interior | Attic- unfinished basement-crawlspace | HVAC | Level 1: Furnace; Level 2: Detach & Reset; Level3: Mobile Home Furnace; Level 4: Efficiency: High; Level 5: 95k BTU
3619 |  | Interior | Attic- unfinished basement-crawlspace | HVAC | Level 1: Furnace; Level 2: Detach & Reset; Level3: Mobile Home Furnace; Level 4: Efficiency: High; Level 5: 114K BTU
3620 |  | Interior | Attic- unfinished basement-crawlspace | HVAC | Level 1: Furnace; Level 2: Replace; Level3: Floor furnace; Level 4: Energy output: 35K BTU; Level 5: Efficiency: Standard
3621 |  | Interior | Attic- unfinished basement-crawlspace | HVAC | Level 1: Furnace; Level 2: Replace; Level3: Floor furnace; Level 4: Energy output: 35K BTU; Level 5: Efficiency: High
3622 |  | Interior | Attic- unfinished basement-crawlspace | HVAC | Level 1: Furnace; Level 2: Replace; Level3: Floor furnace; Level 4: Energy output: 50K BTU; Level 5: Efficiency: Standard
3623 |  | Interior | Attic- unfinished basement-crawlspace | HVAC | Level 1: Furnace; Level 2: Replace; Level3: Floor furnace; Level 4: Energy output: 50K BTU; Level 5: Efficiency: High
3624 |  | Interior | Attic- unfinished basement-crawlspace | HVAC | Level 1: Furnace; Level 2: Replace; Level3: Floor furnace; Level 4: Energy output: 65K BTU; Level 5: Efficiency: Standard
3625 |  | Interior | Attic- unfinished basement-crawlspace | HVAC | Level 1: Furnace; Level 2: Replace; Level3: Floor furnace; Level 4: Energy output: 65K BTU; Level 5: Efficiency: High
3626 |  | Interior | Attic- unfinished basement-crawlspace | HVAC | Level 1: Furnace; Level 2: Replace; Level3: Horizontal furnace; Level 4: Efficiency: Standard; Level 5: 48-75K BTU
3627 |  | Interior | Attic- unfinished basement-crawlspace | HVAC | Level 1: Furnace; Level 2: Replace; Level3: Horizontal furnace; Level 4: Efficiency: Standard; Level 5: 80K
3628 |  | Interior | Attic- unfinished basement-crawlspace | HVAC | Level 1: Furnace; Level 2: Replace; Level3: Horizontal furnace; Level 4: Efficiency: Standard; Level 5: 100K
3629 |  | Interior | Attic- unfinished basement-crawlspace | HVAC | Level 1: Furnace; Level 2: Replace; Level3: Horizontal furnace; Level 4: Efficiency: Standard; Level 5: 135K
3630 |  | Interior | Attic- unfinished basement-crawlspace | HVAC | Level 1: Furnace; Level 2: Replace; Level3: Horizontal furnace; Level 4: Efficiency: Standard; Level 5: 150K
3631 |  | Interior | Attic- unfinished basement-crawlspace | HVAC | Level 1: Furnace; Level 2: Replace; Level3: Horizontal furnace; Level 4: Efficiency: High; Level 5: 60K
3632 |  | Interior | Attic- unfinished basement-crawlspace | HVAC | Level 1: Furnace; Level 2: Replace; Level3: Horizontal furnace; Level 4: Efficiency: High; Level 5: 80K
3633 |  | Interior | Attic- unfinished basement-crawlspace | HVAC | Level 1: Furnace; Level 2: Replace; Level3: Horizontal furnace; Level 4: Efficiency: High; Level 5: 95K
3634 |  | Interior | Attic- unfinished basement-crawlspace | HVAC | Level 1: Furnace; Level 2: Replace; Level3: Horizontal furnace; Level 4: Efficiency: High; Level 5: 120K
3635 |  | Interior | Attic- unfinished basement-crawlspace | HVAC | Level 1: Furnace; Level 2: Replace; Level3: Horizontal furnace; Level 4: Efficiency: High; Level 5: 135K
3636 |  | Interior | Attic- unfinished basement-crawlspace | HVAC | Level 1: Furnace; Level 2: Replace; Level3: Mobile Home Furnace; Level 4: Efficiency: Standard; Level 5: 47K BTU
3637 |  | Interior | Attic- unfinished basement-crawlspace | HVAC | Level 1: Furnace; Level 2: Replace; Level3: Mobile Home Furnace; Level 4: Efficiency: Standard; Level 5: 56K BTU
3638 |  | Interior | Attic- unfinished basement-crawlspace | HVAC | Level 1: Furnace; Level 2: Replace; Level3: Mobile Home Furnace; Level 4: Efficiency: Standard; Level 5: 72K BTU
3639 |  | Interior | Attic- unfinished basement-crawlspace | HVAC | Level 1: Furnace; Level 2: Replace; Level3: Mobile Home Furnace; Level 4: Efficiency: High; Level 5: 56K BTU
3640 |  | Interior | Attic- unfinished basement-crawlspace | HVAC | Level 1: Furnace; Level 2: Replace; Level3: Mobile Home Furnace; Level 4: Efficiency: High; Level 5: 72K BTU
3641 |  | Interior | Attic- unfinished basement-crawlspace | HVAC | Level 1: Furnace; Level 2: Replace; Level3: Mobile Home Furnace; Level 4: Efficiency: High; Level 5: 95k BTU
3642 |  | Interior | Attic- unfinished basement-crawlspace | HVAC | Level 1: Furnace; Level 2: Replace; Level3: Mobile Home Furnace; Level 4: Efficiency: High; Level 5: 114K BTU
3643 |  | Interior | Attic- unfinished basement-crawlspace | HVAC | Level 1: Air handler; Level 2: With Heat Element; Level3: Clean; Level 4: Tonnage: 2
3644 |  | Interior | Attic- unfinished basement-crawlspace | HVAC | Level 1: Air handler; Level 2: With Heat Element; Level3: Clean; Level 4: Tonnage: 3
3645 |  | Interior | Attic- unfinished basement-crawlspace | HVAC | Level 1: Air handler; Level 2: With Heat Element; Level3: Clean; Level 4: Tonnage: 4
3646 |  | Interior | Attic- unfinished basement-crawlspace | HVAC | Level 1: Air handler; Level 2: With Heat Element; Level3: Clean; Level 4: Tonnage: 5
3647 |  | Interior | Attic- unfinished basement-crawlspace | HVAC | Level 1: Air handler; Level 2: With Heat Element; Level3: Detach & Reset; Level 4: Tonnage: 2
3648 |  | Interior | Attic- unfinished basement-crawlspace | HVAC | Level 1: Air handler; Level 2: With Heat Element; Level3: Detach & Reset; Level 4: Tonnage: 3
3649 |  | Interior | Attic- unfinished basement-crawlspace | HVAC | Level 1: Air handler; Level 2: With Heat Element; Level3: Detach & Reset; Level 4: Tonnage: 4
3650 |  | Interior | Attic- unfinished basement-crawlspace | HVAC | Level 1: Air handler; Level 2: With Heat Element; Level3: Detach & Reset; Level 4: Tonnage: 5
3651 |  | Interior | Attic- unfinished basement-crawlspace | HVAC | Level 1: Air handler; Level 2: With Heat Element; Level3: Replace; Level 4: Tonnage: 2
3652 |  | Interior | Attic- unfinished basement-crawlspace | HVAC | Level 1: Air handler; Level 2: With Heat Element; Level3: Replace; Level 4: Tonnage: 3
3653 |  | Interior | Attic- unfinished basement-crawlspace | HVAC | Level 1: Air handler; Level 2: With Heat Element; Level3: Replace; Level 4: Tonnage: 4
3654 |  | Interior | Attic- unfinished basement-crawlspace | HVAC | Level 1: Air handler; Level 2: With Heat Element; Level3: Replace; Level 4: Tonnage: 5
3655 |  | Interior | Attic- unfinished basement-crawlspace | HVAC | Level 1: Air handler; Level 2: With AC –Coil; Level3: Clean; Level 4: Tonnage: 2
3656 |  | Interior | Attic- unfinished basement-crawlspace | HVAC | Level 1: Air handler; Level 2: With AC –Coil; Level3: Clean; Level 4: Tonnage: 3
3657 |  | Interior | Attic- unfinished basement-crawlspace | HVAC | Level 1: Air handler; Level 2: With AC –Coil; Level3: Clean; Level 4: Tonnage: 4
3658 |  | Interior | Attic- unfinished basement-crawlspace | HVAC | Level 1: Air handler; Level 2: With AC –Coil; Level3: Clean; Level 4: Tonnage: 5
3659 |  | Interior | Attic- unfinished basement-crawlspace | HVAC | Level 1: Air handler; Level 2: With AC –Coil; Level3: Detach & Reset; Level 4: Tonnage: 2
3660 |  | Interior | Attic- unfinished basement-crawlspace | HVAC | Level 1: Air handler; Level 2: With AC –Coil; Level3: Detach & Reset; Level 4: Tonnage: 3
3661 |  | Interior | Attic- unfinished basement-crawlspace | HVAC | Level 1: Air handler; Level 2: With AC –Coil; Level3: Detach & Reset; Level 4: Tonnage: 4
3662 |  | Interior | Attic- unfinished basement-crawlspace | HVAC | Level 1: Air handler; Level 2: With AC –Coil; Level3: Detach & Reset; Level 4: Tonnage: 5
3663 |  | Interior | Attic- unfinished basement-crawlspace | HVAC | Level 1: Air handler; Level 2: With AC –Coil; Level3: Replace; Level 4: Tonnage: 2
3664 |  | Interior | Attic- unfinished basement-crawlspace | HVAC | Level 1: Air handler; Level 2: With AC –Coil; Level3: Replace; Level 4: Tonnage: 3
3665 |  | Interior | Attic- unfinished basement-crawlspace | HVAC | Level 1: Air handler; Level 2: With AC –Coil; Level3: Replace; Level 4: Tonnage: 4
3666 |  | Interior | Attic- unfinished basement-crawlspace | HVAC | Level 1: Air handler; Level 2: With AC –Coil; Level3: Replace; Level 4: Tonnage: 5
3667 |  | Interior | Attic- unfinished basement-crawlspace | HVAC | Level 1: Air handler; Level 2: with Both Heat element & AC Coil; Level3: Clean; Level 4: Tonnage: 2
3668 |  | Interior | Attic- unfinished basement-crawlspace | HVAC | Level 1: Air handler; Level 2: with Both Heat element & AC Coil; Level3: Clean; Level 4: Tonnage: 3
3669 |  | Interior | Attic- unfinished basement-crawlspace | HVAC | Level 1: Air handler; Level 2: with Both Heat element & AC Coil; Level3: Clean; Level 4: Tonnage: 4
3670 |  | Interior | Attic- unfinished basement-crawlspace | HVAC | Level 1: Air handler; Level 2: with Both Heat element & AC Coil; Level3: Clean; Level 4: Tonnage: 5
3671 |  | Interior | Attic- unfinished basement-crawlspace | HVAC | Level 1: Air handler; Level 2: with Both Heat element & AC Coil; Level3: Detach & Reset; Level 4: Tonnage: 2
3672 |  | Interior | Attic- unfinished basement-crawlspace | HVAC | Level 1: Air handler; Level 2: with Both Heat element & AC Coil; Level3: Detach & Reset; Level 4: Tonnage: 3
3673 |  | Interior | Attic- unfinished basement-crawlspace | HVAC | Level 1: Air handler; Level 2: with Both Heat element & AC Coil; Level3: Detach & Reset; Level 4: Tonnage: 4
3674 |  | Interior | Attic- unfinished basement-crawlspace | HVAC | Level 1: Air handler; Level 2: with Both Heat element & AC Coil; Level3: Detach & Reset; Level 4: Tonnage: 5
3675 |  | Interior | Attic- unfinished basement-crawlspace | HVAC | Level 1: Air handler; Level 2: with Both Heat element & AC Coil; Level3: Replace; Level 4: Tonnage: 2
3676 |  | Interior | Attic- unfinished basement-crawlspace | HVAC | Level 1: Air handler; Level 2: with Both Heat element & AC Coil; Level3: Replace; Level 4: Tonnage: 3
3677 |  | Interior | Attic- unfinished basement-crawlspace | HVAC | Level 1: Air handler; Level 2: with Both Heat element & AC Coil; Level3: Replace; Level 4: Tonnage: 4
3678 |  | Interior | Attic- unfinished basement-crawlspace | HVAC | Level 1: Air handler; Level 2: with Both Heat element & AC Coil; Level3: Replace; Level 4: Tonnage: 5
3679 |  | Interior | Attic- unfinished basement-crawlspace | HVAC | Level 1: Lineset; Level 2: Detach & Reset; Level3: Size: ¾”; Level 4: Length: Up to 30’
3680 |  | Interior | Attic- unfinished basement-crawlspace | HVAC | Level 1: Lineset; Level 2: Detach & Reset; Level3: Size: ¾”; Level 4: Length: 31-50’
3681 |  | Interior | Attic- unfinished basement-crawlspace | HVAC | Level 1: Lineset; Level 2: Detach & Reset; Level3: Size: 1"; Level 4: Length: Up to 30’
3682 |  | Interior | Attic- unfinished basement-crawlspace | HVAC | Level 1: Lineset; Level 2: Detach & Reset; Level3: Size: 1"; Level 4: Length: 31-50’
3683 |  | Interior | Attic- unfinished basement-crawlspace | HVAC | Level 1: Lineset; Level 2: Replace; Level3: Size: ¾”; Level 4: Length: Up to 30’
3684 |  | Interior | Attic- unfinished basement-crawlspace | HVAC | Level 1: Lineset; Level 2: Replace; Level3: Size: ¾”; Level 4: Length: 31-50’
3685 |  | Interior | Attic- unfinished basement-crawlspace | HVAC | Level 1: Lineset; Level 2: Replace; Level3: Size: 1"; Level 4: Length: Up to 30’
3686 |  | Interior | Attic- unfinished basement-crawlspace | HVAC | Level 1: Lineset; Level 2: Replace; Level3: Size: 1"; Level 4: Length: 31-50’
3687 |  | Interior | Attic- unfinished basement-crawlspace | HVAC | Level 1: Refrigerant recharge; Level 2: Recharge: 5
3688 |  | Interior | Attic- unfinished basement-crawlspace | HVAC | Level 1: Refrigerant recharge; Level 2: Recharge: 10
3689 |  | Interior | Attic- unfinished basement-crawlspace | HVAC | Level 1: Refrigerant recharge; Level 2: Recharge: 13
3690 |  | Interior | Attic- unfinished basement-crawlspace | HVAC | Level 1: Refrigerant recharge; Level 2: Recharge: 17 lb
3691 |  | Interior | Attic- unfinished basement-crawlspace | HVAC | Level 1: Condensate drain line; Level 2: Detach & Reset
3692 |  | Interior | Attic- unfinished basement-crawlspace | HVAC | Level 1: Condensate drain line; Level 2: Replace
3693 |  | Interior | Attic- unfinished basement-crawlspace | Electrical | Level 1: Breaker Panel; Level 2: Detach & Reset; Level3: Breaker panel size: 70-150 amp; Level 4: Panel Size: 70amp
3694 |  | Interior | Attic- unfinished basement-crawlspace | Electrical | Level 1: Breaker Panel; Level 2: Detach & Reset; Level3: Breaker panel size: 70-150 amp; Level 4: Panel Size: 100amp
3695 |  | Interior | Attic- unfinished basement-crawlspace | Electrical | Level 1: Breaker Panel; Level 2: Detach & Reset; Level3: Breaker panel size: 70-150 amp; Level 4: Panel Size: 125amp
3696 |  | Interior | Attic- unfinished basement-crawlspace | Electrical | Level 1: Breaker Panel; Level 2: Detach & Reset; Level3: Breaker panel size: 70-150 amp; Level 4: Panel Size: 150amp
3697 |  | Interior | Attic- unfinished basement-crawlspace | Electrical | Level 1: Breaker Panel; Level 2: Detach & Reset; Level3: Breaker panel size: 70-150 amp; Level 4: Panel Size: 200amp
3698 |  | Interior | Attic- unfinished basement-crawlspace | Electrical | Level 1: Breaker Panel; Level 2: Detach & Reset; Level3: Breaker panel size: 70-150 amp; Level 4: Panel Size: 300amp
3699 |  | Interior | Attic- unfinished basement-crawlspace | Electrical | Level 1: Breaker Panel; Level 2: Detach & Reset; Level3: Breaker panel size: 200-300 amp; Level 4: Panel Size: 70amp
3700 |  | Interior | Attic- unfinished basement-crawlspace | Electrical | Level 1: Breaker Panel; Level 2: Detach & Reset; Level3: Breaker panel size: 200-300 amp; Level 4: Panel Size: 100amp
3701 |  | Interior | Attic- unfinished basement-crawlspace | Electrical | Level 1: Breaker Panel; Level 2: Detach & Reset; Level3: Breaker panel size: 200-300 amp; Level 4: Panel Size: 125amp
3702 |  | Interior | Attic- unfinished basement-crawlspace | Electrical | Level 1: Breaker Panel; Level 2: Detach & Reset; Level3: Breaker panel size: 200-300 amp; Level 4: Panel Size: 150amp
3703 |  | Interior | Attic- unfinished basement-crawlspace | Electrical | Level 1: Breaker Panel; Level 2: Detach & Reset; Level3: Breaker panel size: 200-300 amp; Level 4: Panel Size: 200amp
3704 |  | Interior | Attic- unfinished basement-crawlspace | Electrical | Level 1: Breaker Panel; Level 2: Detach & Reset; Level3: Breaker panel size: 200-300 amp; Level 4: Panel Size: 300amp
3705 |  | Interior | Attic- unfinished basement-crawlspace | Electrical | Level 1: Breaker Panel; Level 2: Replace; Level3: W/Arc Fault Breakers; Level 4: Panel Size: 70amp
3706 |  | Interior | Attic- unfinished basement-crawlspace | Electrical | Level 1: Breaker Panel; Level 2: Replace; Level3: W/Arc Fault Breakers; Level 4: Panel Size: 100amp
3707 |  | Interior | Attic- unfinished basement-crawlspace | Electrical | Level 1: Breaker Panel; Level 2: Replace; Level3: W/Arc Fault Breakers; Level 4: Panel Size: 125amp
3708 |  | Interior | Attic- unfinished basement-crawlspace | Electrical | Level 1: Breaker Panel; Level 2: Replace; Level3: W/Arc Fault Breakers; Level 4: Panel Size: 150amp
3709 |  | Interior | Attic- unfinished basement-crawlspace | Electrical | Level 1: Breaker Panel; Level 2: Replace; Level3: W/Arc Fault Breakers; Level 4: Panel Size: 200amp
3710 |  | Interior | Attic- unfinished basement-crawlspace | Electrical | Level 1: Breaker Panel; Level 2: Replace; Level3: W/Arc Fault Breakers; Level 4: Panel Size: 300amp
3711 |  | Interior | Attic- unfinished basement-crawlspace | Electrical | Level 1: Breaker Panel; Level 2: Replace; Level3: Without Arc Fault Breakers; Level 4: Panel Size: 70amp
3712 |  | Interior | Attic- unfinished basement-crawlspace | Electrical | Level 1: Breaker Panel; Level 2: Replace; Level3: Without Arc Fault Breakers; Level 4: Panel Size: 100amp
3713 |  | Interior | Attic- unfinished basement-crawlspace | Electrical | Level 1: Breaker Panel; Level 2: Replace; Level3: Without Arc Fault Breakers; Level 4: Panel Size: 125amp
3714 |  | Interior | Attic- unfinished basement-crawlspace | Electrical | Level 1: Breaker Panel; Level 2: Replace; Level3: Without Arc Fault Breakers; Level 4: Panel Size: 150amp
3715 |  | Interior | Attic- unfinished basement-crawlspace | Electrical | Level 1: Breaker Panel; Level 2: Replace; Level3: Without Arc Fault Breakers; Level 4: Panel Size: 200amp
3716 |  | Interior | Attic- unfinished basement-crawlspace | Electrical | Level 1: Breaker Panel; Level 2: Replace; Level3: Without Arc Fault Breakers; Level 4: Panel Size: 300amp
3717 |  | Interior | Attic- unfinished basement-crawlspace | Electrical | Level 1: Circuit Breaker; Level 2: Type: Main Disconnect; Level3: Amperage: 100; Level 4: Quantity
3718 |  | Interior | Attic- unfinished basement-crawlspace | Electrical | Level 1: Circuit Breaker; Level 2: Type: Main Disconnect; Level3: Amperage: 125; Level 4: Quantity
3719 |  | Interior | Attic- unfinished basement-crawlspace | Electrical | Level 1: Circuit Breaker; Level 2: Type: Main Disconnect; Level3: Amperage: 150-200; Level 4: Quantity
3720 |  | Interior | Attic- unfinished basement-crawlspace | Electrical | Level 1: Circuit Breaker; Level 2: Type: Circuit Breaker; Level3: Type: Bolt on 2-pole; Level 4: Amperage: 15-60; Level 5: Quantity
3721 |  | Interior | Attic- unfinished basement-crawlspace | Electrical | Level 1: Circuit Breaker; Level 2: Type: Circuit Breaker; Level3: Type: Bolt on 2-pole; Level 4: Amperage: 70-100; Level 5: Quantity
3722 |  | Interior | Attic- unfinished basement-crawlspace | Electrical | Level 1: Circuit Breaker; Level 2: Type: Circuit Breaker; Level3: Type: Bolt on 2-pole; Level 4: Amperage: 225; Level 5: Quantity
3723 |  | Interior | Attic- unfinished basement-crawlspace | Electrical | Level 1: Circuit Breaker; Level 2: Type: Circuit Breaker; Level3: Type: Bolt on 2-pole; Level 4: Amperage: 400; Level 5: Quantity
3724 |  | Interior | Attic- unfinished basement-crawlspace | Electrical | Level 1: Circuit Breaker; Level 2: Type: Circuit Breaker; Level3: Type: Bolt on 2-pole; Level 4: Amperage: 600; Level 5: Quantity
3725 |  | Interior | Attic- unfinished basement-crawlspace | Electrical | Level 1: Circuit Breaker; Level 2: Type: Circuit Breaker; Level3: Type: Bolt on 2-pole; Level 4: Amperage: 800; Level 5: Quantity
3726 |  | Interior | Attic- unfinished basement-crawlspace | Electrical | Level 1: Circuit Breaker; Level 2: Type: Circuit Breaker; Level3: Type: Bolt on 2-pole; Level 4: Amperage: 1200; Level 5: Quantity
3727 |  | Interior | Attic- unfinished basement-crawlspace | Electrical | Level 1: Circuit Breaker; Level 2: Type: Circuit Breaker; Level3: Type: Bolt on 2-pole; Level 4: Amperage: 2000; Level 5: Quantity
3728 |  | Interior | Attic- unfinished basement-crawlspace | Electrical | Level 1: Circuit Breaker; Level 2: Type: Circuit Breaker; Level3: Type: bolt on 3-pole; Level 4: Amperage: 15-60; Level 5: Quantity
3729 |  | Interior | Attic- unfinished basement-crawlspace | Electrical | Level 1: Circuit Breaker; Level 2: Type: Circuit Breaker; Level3: Type: bolt on 3-pole; Level 4: Amperage: 70-100; Level 5: Quantity
3730 |  | Interior | Attic- unfinished basement-crawlspace | Electrical | Level 1: Circuit Breaker; Level 2: Type: Circuit Breaker; Level3: Type: bolt on 3-pole; Level 4: Amperage: 225; Level 5: Quantity
3731 |  | Interior | Attic- unfinished basement-crawlspace | Electrical | Level 1: Circuit Breaker; Level 2: Type: Circuit Breaker; Level3: Type: bolt on 3-pole; Level 4: Amperage: 400; Level 5: Quantity
3732 |  | Interior | Attic- unfinished basement-crawlspace | Electrical | Level 1: Circuit Breaker; Level 2: Type: Circuit Breaker; Level3: Type: bolt on 3-pole; Level 4: Amperage: 600; Level 5: Quantity
3733 |  | Interior | Attic- unfinished basement-crawlspace | Electrical | Level 1: Circuit Breaker; Level 2: Type: Circuit Breaker; Level3: Type: bolt on 3-pole; Level 4: Amperage: 800; Level 5: Quantity
3734 |  | Interior | Attic- unfinished basement-crawlspace | Electrical | Level 1: Circuit Breaker; Level 2: Type: Circuit Breaker; Level3: Type: bolt on 3-pole; Level 4: Amperage: 1200; Level 5: Quantity
3735 |  | Interior | Attic- unfinished basement-crawlspace | Electrical | Level 1: Circuit Breaker; Level 2: Type: Circuit Breaker; Level3: Type: bolt on 3-pole; Level 4: Amperage: 2000; Level 5: Quantity
3736 |  | Interior | Attic- unfinished basement-crawlspace | Electrical | Level 1: Circuit Breaker; Level 2: Type: Circuit Breaker; Level3: Type: Main circuit breaker; Level 4: Amperage: 15-60; Level 5: Quantity
3737 |  | Interior | Attic- unfinished basement-crawlspace | Electrical | Level 1: Circuit Breaker; Level 2: Type: Circuit Breaker; Level3: Type: Main circuit breaker; Level 4: Amperage: 70-100; Level 5: Quantity
3738 |  | Interior | Attic- unfinished basement-crawlspace | Electrical | Level 1: Circuit Breaker; Level 2: Type: Circuit Breaker; Level3: Type: Main circuit breaker; Level 4: Amperage: 225; Level 5: Quantity
3739 |  | Interior | Attic- unfinished basement-crawlspace | Electrical | Level 1: Circuit Breaker; Level 2: Type: Circuit Breaker; Level3: Type: Main circuit breaker; Level 4: Amperage: 400; Level 5: Quantity
3740 |  | Interior | Attic- unfinished basement-crawlspace | Electrical | Level 1: Circuit Breaker; Level 2: Type: Circuit Breaker; Level3: Type: Main circuit breaker; Level 4: Amperage: 600; Level 5: Quantity
3741 |  | Interior | Attic- unfinished basement-crawlspace | Electrical | Level 1: Circuit Breaker; Level 2: Type: Circuit Breaker; Level3: Type: Main circuit breaker; Level 4: Amperage: 800; Level 5: Quantity
3742 |  | Interior | Attic- unfinished basement-crawlspace | Electrical | Level 1: Circuit Breaker; Level 2: Type: Circuit Breaker; Level3: Type: Main circuit breaker; Level 4: Amperage: 1200; Level 5: Quantity
3743 |  | Interior | Attic- unfinished basement-crawlspace | Electrical | Level 1: Circuit Breaker; Level 2: Type: Circuit Breaker; Level3: Type: Main circuit breaker; Level 4: Amperage: 2000; Level 5: Quantity
3744 |  | Interior | Attic- unfinished basement-crawlspace | Electrical | Level 1: Circuit Breaker; Level 2: Type: Circuit Breaker; Level3: Type: AFCI; Level 4: Quantity
3745 |  | Interior | Attic- unfinished basement-crawlspace | Electrical | Level 1: Circuit Breaker; Level 2: Type: Circuit Breaker; Level3: Type: GFI; Level 4: Quantity
3746 |  | Interior | Attic- unfinished basement-crawlspace | Electrical | Level 1: Circuit Breaker; Level 2: Type: Circuit Breaker; Level3: Type: GFI; Level 4: Quantity
3747 |  | Interior | Attic- unfinished basement-crawlspace | Electrical | Level 1: Circuit Breaker; Level 2: Type: Circuit Breaker; Level3: Type: 220v; Level 4: Quantity
3748 |  | Interior | Attic- unfinished basement-crawlspace | Electrical | Level 1: Wiring; Level 2: Per box; Level3: 110 Volt; Level 4: Rough in only; Level 5: Quantity
3749 |  | Interior | Attic- unfinished basement-crawlspace | Electrical | Level 1: Wiring; Level 2: Per box; Level3: 110 Volt; Level 4: box and outlet; Level 5: Quantity
3750 |  | Interior | Attic- unfinished basement-crawlspace | Electrical | Level 1: Wiring; Level 2: Per box; Level3: 110 Volt; Level 4: box and switch; Level 5: Quantity
3751 |  | Interior | Attic- unfinished basement-crawlspace | Electrical | Level 1: Wiring; Level 2: Per box; Level3: 110 Volt; Level 4: tamper resistant outlet; Level 5: Quantity
3752 |  | Interior | Attic- unfinished basement-crawlspace | Electrical | Level 1: Wiring; Level 2: Per box; Level3: 220 Volt; Level 4: Rough in only; Level 5: Quantity
3753 |  | Interior | Attic- unfinished basement-crawlspace | Electrical | Level 1: Wiring; Level 2: Per box; Level3: 220 Volt; Level 4: box and outlet; Level 5: Quantity
3754 |  | Interior | Attic- unfinished basement-crawlspace | Electrical | Level 1: Wiring; Level 2: Sq Ft; Level3: Rewire; Level 4: Sq Ft
3755 |  | Interior | Attic- unfinished basement-crawlspace | Electrical | Level 1: Wiring; Level 2: Sq Ft; Level3: Wire; Level 4: Sq Ft

## Elevation
GROUP | SUB GROUP | ITEM | LEVEL 1 | LEVEL 2 | LEVEL 3 | LEVEL 4 | LEVEL 5 | LEVEL 6 | LEVEL 7 | LEVEL 8 | LEVEL 9
ELEVATION | ELEVATION | GUTTER | LEVEL 1: DETACH AND RESET; LEVEL 2: SIZE: 4”; LEVEL 3: FOOTAGE
ELEVATION | ELEVATION | GUTTER | LEVEL 1: DETACH AND RESET; LEVEL 2: SIZE: 5”; LEVEL 3: FOOTAGE
ELEVATION | ELEVATION | GUTTER | LEVEL 1: DETACH AND RESET; LEVEL 2: SIZE: 6”; LEVEL 3: FOOTAGE
ELEVATION | ELEVATION | GUTTER | LEVEL 1: DETACH AND RESET; LEVEL 2: SIZE: 7”; LEVEL 3: FOOTAGE
ELEVATION | ELEVATION | GUTTER | LEVEL 1: DETACH AND RESET; LEVEL 2: SIZE: 8"; LEVEL 3: FOOTAGE
ELEVATION | ELEVATION | GUTTER | LEVEL 1: REPLACE; LEVEL 2: SIZE: 4”; LEVEL 3: MATERIAL: GALVANIZED; LEVEL 4: TYPE: BOX
ELEVATION | ELEVATION | GUTTER | LEVEL 1: REPLACE; LEVEL 2: SIZE: 4”; LEVEL 3: MATERIAL: GALVANIZED; LEVEL 4: TYPE: HALF ROUND
ELEVATION | ELEVATION | GUTTER | LEVEL 1: REPLACE; LEVEL 2: SIZE: 4”; LEVEL 3: MATERIAL: GALVANIZED; LEVEL 4: TYPE: SOLDERED
ELEVATION | ELEVATION | GUTTER | LEVEL 1: REPLACE; LEVEL 2: SIZE: 4”; LEVEL 3: MATERIAL: ALUMINUM; LEVEL 4: TYPE: BOX
ELEVATION | ELEVATION | GUTTER | LEVEL 1: REPLACE; LEVEL 2: SIZE: 4”; LEVEL 3: MATERIAL: ALUMINUM; LEVEL 4: TYPE: HALF ROUND
ELEVATION | ELEVATION | GUTTER | LEVEL 1: REPLACE; LEVEL 2: SIZE: 4”; LEVEL 3: MATERIAL: ALUMINUM; LEVEL 4: TYPE: SOLDERED
ELEVATION | ELEVATION | GUTTER | LEVEL 1: REPLACE; LEVEL 2: SIZE: 4”; LEVEL 3: MATERIAL: COPPER; LEVEL 4: TYPE: BOX
ELEVATION | ELEVATION | GUTTER | LEVEL 1: REPLACE; LEVEL 2: SIZE: 4”; LEVEL 3: MATERIAL: COPPER; LEVEL 4: TYPE: HALF ROUND
ELEVATION | ELEVATION | GUTTER | LEVEL 1: REPLACE; LEVEL 2: SIZE: 4”; LEVEL 3: MATERIAL: COPPER; LEVEL 4: TYPE: SOLDERED
ELEVATION | ELEVATION | GUTTER | LEVEL 1: REPLACE; LEVEL 2: SIZE: 4”; LEVEL 3: LEAF GUARD DAMAGED
ELEVATION | ELEVATION | GUTTER | LEVEL 1: REPLACE; LEVEL 2: SIZE: 4”; LEVEL 3: GUTTER SCREEN DAMAGED
ELEVATION | ELEVATION | GUTTER | LEVEL 1: REPLACE; LEVEL 2: SIZE: 4”; LEVEL 3: ADDITIONAL LABOUR HOURS
ELEVATION | ELEVATION | GUTTER | LEVEL 1: REPLACE; LEVEL 2: SIZE: 4”; LEVEL 3: LINEAR FOOTAGE WHICH IS AT OR ABOVE 20' FROM GRADE
ELEVATION | ELEVATION | GUTTER | LEVEL 1: REPLACE; LEVEL 2: SIZE: 5”; LEVEL 3: MATERIAL: GALVANIZED; LEVEL 4: TYPE: BOX
ELEVATION | ELEVATION | GUTTER | LEVEL 1: REPLACE; LEVEL 2: SIZE: 5”; LEVEL 3: MATERIAL: GALVANIZED; LEVEL 4: TYPE: HALF ROUND
ELEVATION | ELEVATION | GUTTER | LEVEL 1: REPLACE; LEVEL 2: SIZE: 5”; LEVEL 3: MATERIAL: GALVANIZED; LEVEL 4: TYPE: SOLDERED
ELEVATION | ELEVATION | GUTTER | LEVEL 1: REPLACE; LEVEL 2: SIZE: 5”; LEVEL 3: MATERIAL: ALUMINUM; LEVEL 4: TYPE: BOX
ELEVATION | ELEVATION | GUTTER | LEVEL 1: REPLACE; LEVEL 2: SIZE: 5”; LEVEL 3: MATERIAL: ALUMINUM; LEVEL 4: TYPE: HALF ROUND
ELEVATION | ELEVATION | GUTTER | LEVEL 1: REPLACE; LEVEL 2: SIZE: 5”; LEVEL 3: MATERIAL: ALUMINUM; LEVEL 4: TYPE: SOLDERED
ELEVATION | ELEVATION | GUTTER | LEVEL 1: REPLACE; LEVEL 2: SIZE: 5”; LEVEL 3: MATERIAL: COPPER; LEVEL 4: TYPE: BOX
ELEVATION | ELEVATION | GUTTER | LEVEL 1: REPLACE; LEVEL 2: SIZE: 5”; LEVEL 3: MATERIAL: COPPER; LEVEL 4: TYPE: HALF ROUND
ELEVATION | ELEVATION | GUTTER | LEVEL 1: REPLACE; LEVEL 2: SIZE: 5”; LEVEL 3: MATERIAL: COPPER; LEVEL 4: TYPE: SOLDERED
ELEVATION | ELEVATION | GUTTER | LEVEL 1: REPLACE; LEVEL 2: SIZE: 5”; LEVEL 3: LEAF GUARD DAMAGED
ELEVATION | ELEVATION | GUTTER | LEVEL 1: REPLACE; LEVEL 2: SIZE: 5”; LEVEL 3: GUTTER SCREEN DAMAGED
ELEVATION | ELEVATION | GUTTER | LEVEL 1: REPLACE; LEVEL 2: SIZE: 5”; LEVEL 3: ADDITIONAL LABOUR HOURS
ELEVATION | ELEVATION | GUTTER | LEVEL 1: REPLACE; LEVEL 2: SIZE: 5”; LEVEL 3: LINEAR FOOTAGE WHICH IS AT OR ABOVE 20' FROM GRADE
ELEVATION | ELEVATION | GUTTER | LEVEL 1: REPLACE; LEVEL 2: SIZE: 6”; LEVEL 3: MATERIAL: GALVANIZED; LEVEL 4: TYPE: BOX
ELEVATION | ELEVATION | GUTTER | LEVEL 1: REPLACE; LEVEL 2: SIZE: 6”; LEVEL 3: MATERIAL: GALVANIZED; LEVEL 4: TYPE: HALF ROUND
ELEVATION | ELEVATION | GUTTER | LEVEL 1: REPLACE; LEVEL 2: SIZE: 6”; LEVEL 3: MATERIAL: GALVANIZED; LEVEL 4: TYPE: SOLDERED
ELEVATION | ELEVATION | GUTTER | LEVEL 1: REPLACE; LEVEL 2: SIZE: 6”; LEVEL 3: MATERIAL: ALUMINUM; LEVEL 4: TYPE: BOX
ELEVATION | ELEVATION | GUTTER | LEVEL 1: REPLACE; LEVEL 2: SIZE: 6”; LEVEL 3: MATERIAL: ALUMINUM; LEVEL 4: TYPE: HALF ROUND
ELEVATION | ELEVATION | GUTTER | LEVEL 1: REPLACE; LEVEL 2: SIZE: 6”; LEVEL 3: MATERIAL: ALUMINUM; LEVEL 4: TYPE: SOLDERED
ELEVATION | ELEVATION | GUTTER | LEVEL 1: REPLACE; LEVEL 2: SIZE: 6”; LEVEL 3: MATERIAL: COPPER; LEVEL 4: TYPE: BOX
ELEVATION | ELEVATION | GUTTER | LEVEL 1: REPLACE; LEVEL 2: SIZE: 6”; LEVEL 3: MATERIAL: COPPER; LEVEL 4: TYPE: HALF ROUND
ELEVATION | ELEVATION | GUTTER | LEVEL 1: REPLACE; LEVEL 2: SIZE: 6”; LEVEL 3: MATERIAL: COPPER; LEVEL 4: TYPE: SOLDERED
ELEVATION | ELEVATION | GUTTER | LEVEL 1: REPLACE; LEVEL 2: SIZE: 6”; LEVEL 3: LEAF GUARD DAMAGED
ELEVATION | ELEVATION | GUTTER | LEVEL 1: REPLACE; LEVEL 2: SIZE: 6”; LEVEL 3: GUTTER SCREEN DAMAGED
ELEVATION | ELEVATION | GUTTER | LEVEL 1: REPLACE; LEVEL 2: SIZE: 6”; LEVEL 3: ADDITIONAL LABOUR HOURS
ELEVATION | ELEVATION | GUTTER | LEVEL 1: REPLACE; LEVEL 2: SIZE: 6”; LEVEL 3: LINEAR FOOTAGE WHICH IS AT OR ABOVE 20' FROM GRADE
ELEVATION | ELEVATION | GUTTER | LEVEL 1: REPLACE; LEVEL 2: SIZE: 7”; LEVEL 3: MATERIAL: GALVANIZED; LEVEL 4: TYPE: BOX
ELEVATION | ELEVATION | GUTTER | LEVEL 1: REPLACE; LEVEL 2: SIZE: 7”; LEVEL 3: MATERIAL: GALVANIZED; LEVEL 4: TYPE: HALF ROUND
ELEVATION | ELEVATION | GUTTER | LEVEL 1: REPLACE; LEVEL 2: SIZE: 7”; LEVEL 3: MATERIAL: GALVANIZED; LEVEL 4: TYPE: SOLDERED
ELEVATION | ELEVATION | GUTTER | LEVEL 1: REPLACE; LEVEL 2: SIZE: 7”; LEVEL 3: MATERIAL: ALUMINUM; LEVEL 4: TYPE: BOX
ELEVATION | ELEVATION | GUTTER | LEVEL 1: REPLACE; LEVEL 2: SIZE: 7”; LEVEL 3: MATERIAL: ALUMINUM; LEVEL 4: TYPE: HALF ROUND
ELEVATION | ELEVATION | GUTTER | LEVEL 1: REPLACE; LEVEL 2: SIZE: 7”; LEVEL 3: MATERIAL: ALUMINUM; LEVEL 4: TYPE: SOLDERED
ELEVATION | ELEVATION | GUTTER | LEVEL 1: REPLACE; LEVEL 2: SIZE: 7”; LEVEL 3: MATERIAL: COPPER; LEVEL 4: TYPE: BOX
ELEVATION | ELEVATION | GUTTER | LEVEL 1: REPLACE; LEVEL 2: SIZE: 7”; LEVEL 3: MATERIAL: COPPER; LEVEL 4: TYPE: HALF ROUND
ELEVATION | ELEVATION | GUTTER | LEVEL 1: REPLACE; LEVEL 2: SIZE: 7”; LEVEL 3: MATERIAL: COPPER; LEVEL 4: TYPE: SOLDERED
ELEVATION | ELEVATION | GUTTER | LEVEL 1: REPLACE; LEVEL 2: SIZE: 7”; LEVEL 3: LEAF GUARD DAMAGED
ELEVATION | ELEVATION | GUTTER | LEVEL 1: REPLACE; LEVEL 2: SIZE: 7”; LEVEL 3: GUTTER SCREEN DAMAGED
ELEVATION | ELEVATION | GUTTER | LEVEL 1: REPLACE; LEVEL 2: SIZE: 7”; LEVEL 3: ADDITIONAL LABOUR HOURS
ELEVATION | ELEVATION | GUTTER | LEVEL 1: REPLACE; LEVEL 2: SIZE: 7”; LEVEL 3: LINEAR FOOTAGE WHICH IS AT OR ABOVE 20' FROM GRADE
ELEVATION | ELEVATION | GUTTER | LEVEL 1: REPLACE; LEVEL 2: SIZE: 8”; LEVEL 3: MATERIAL: GALVANIZED; LEVEL 4: TYPE: BOX
ELEVATION | ELEVATION | GUTTER | LEVEL 1: REPLACE; LEVEL 2: SIZE: 8”; LEVEL 3: MATERIAL: GALVANIZED; LEVEL 4: TYPE: HALF ROUND
ELEVATION | ELEVATION | GUTTER | LEVEL 1: REPLACE; LEVEL 2: SIZE: 8”; LEVEL 3: MATERIAL: GALVANIZED; LEVEL 4: TYPE: SOLDERED
ELEVATION | ELEVATION | GUTTER | LEVEL 1: REPLACE; LEVEL 2: SIZE: 8”; LEVEL 3: MATERIAL: ALUMINUM; LEVEL 4: TYPE: BOX
ELEVATION | ELEVATION | GUTTER | LEVEL 1: REPLACE; LEVEL 2: SIZE: 8”; LEVEL 3: MATERIAL: ALUMINUM; LEVEL 4: TYPE: HALF ROUND
ELEVATION | ELEVATION | GUTTER | LEVEL 1: REPLACE; LEVEL 2: SIZE: 8”; LEVEL 3: MATERIAL: ALUMINUM; LEVEL 4: TYPE: SOLDERED
ELEVATION | ELEVATION | GUTTER | LEVEL 1: REPLACE; LEVEL 2: SIZE: 8”; LEVEL 3: MATERIAL: COPPER; LEVEL 4: TYPE: BOX
ELEVATION | ELEVATION | GUTTER | LEVEL 1: REPLACE; LEVEL 2: SIZE: 8”; LEVEL 3: MATERIAL: COPPER; LEVEL 4: TYPE: HALF ROUND
ELEVATION | ELEVATION | GUTTER | LEVEL 1: REPLACE; LEVEL 2: SIZE: 8”; LEVEL 3: MATERIAL: COPPER; LEVEL 4: TYPE: SOLDERED
ELEVATION | ELEVATION | GUTTER | LEVEL 1: REPLACE; LEVEL 2: SIZE: 8”; LEVEL 3: LEAF GUARD DAMAGED
ELEVATION | ELEVATION | GUTTER | LEVEL 1: REPLACE; LEVEL 2: SIZE: 8”; LEVEL 3: GUTTER SCREEN DAMAGED
ELEVATION | ELEVATION | GUTTER | LEVEL 1: REPLACE; LEVEL 2: SIZE: 8”; LEVEL 3: ADDITIONAL LABOUR HOURS
ELEVATION | ELEVATION | GUTTER | LEVEL 1: REPLACE; LEVEL 2: SIZE: 8”; LEVEL 3: LINEAR FOOTAGE WHICH IS AT OR ABOVE 20' FROM GRADE
ELEVATION | ELEVATION | DOWNSPOUT | LEVEL 1: DETACH AND RESET; LEVEL 2: SIZE: 2X3; LEVEL 3: DETACH & RESET; LEVEL 4: FOOTAGE
ELEVATION | ELEVATION | DOWNSPOUT | LEVEL 1: DETACH AND RESET; LEVEL 2: SIZE: 3X4; LEVEL 3: DETACH & RESET; LEVEL 4: FOOTAGE
ELEVATION | ELEVATION | DOWNSPOUT | LEVEL 1: DETACH AND RESET; LEVEL 2: SIZE: 4X5; LEVEL 3: DETACH & RESET; LEVEL 4: FOOTAGE
ELEVATION | ELEVATION | DOWNSPOUT | LEVEL 1: DETACH AND RESET; LEVEL 2: SIZE: OTHER; LEVEL 3: DETACH & RESET; LEVEL 4: FOOTAGE
ELEVATION | ELEVATION | DOWNSPOUT | LEVEL 1: REPLACE; LEVEL 2: SIZE: 2X3; LEVEL 3: NUMBER OF DOWNSPOUT
ELEVATION | ELEVATION | DOWNSPOUT | LEVEL 1: REPLACE; LEVEL 2: SIZE: 2X3; LEVEL 3: TOTAL LENGTH
ELEVATION | ELEVATION | DOWNSPOUT | LEVEL 1: REPLACE; LEVEL 2: SIZE: 3X4; LEVEL 3: NUMBER OF DOWNSPOUT
ELEVATION | ELEVATION | DOWNSPOUT | LEVEL 1: REPLACE; LEVEL 2: SIZE: 3X4; LEVEL 3: TOTAL LENGTH
ELEVATION | ELEVATION | DOWNSPOUT | LEVEL 1: REPLACE; LEVEL 2: SIZE: 4X5; LEVEL 3: NUMBER OF DOWNSPOUT
ELEVATION | ELEVATION | DOWNSPOUT | LEVEL 1: REPLACE; LEVEL 2: SIZE: 4X5; LEVEL 3: TOTAL LENGTH
ELEVATION | ELEVATION | DOWNSPOUT | LEVEL 1: REPLACE; LEVEL 2: SIZE: OTHER; LEVEL 3: NUMBER OF DOWNSPOUT
ELEVATION | ELEVATION | DOWNSPOUT | LEVEL 1: REPLACE; LEVEL 2: SIZE: OTHER; LEVEL 3: TOTAL LENGTH
ELEVATION | ELEVATION | FASCIA | LEVEL 1: REPLACE; LEVEL 2: GUTTER FOOTAGE TO BE D&R
ELEVATION | ELEVATION | FASCIA | LEVEL 1: REPLACE; LEVEL 2: DEPTH: ½; LEVEL 3: WIDTH: 4"; LEVEL 4: MATERIAL: PINE; LEVEL 5: LINEAR FOOTAGE
ELEVATION | ELEVATION | FASCIA | LEVEL 1: REPLACE; LEVEL 2: DEPTH: ½; LEVEL 3: WIDTH: 4"; LEVEL 4: MATERIAL: CEDAR; LEVEL 5: LINEAR FOOTAGE
ELEVATION | ELEVATION | FASCIA | LEVEL 1: REPLACE; LEVEL 2: DEPTH: ½; LEVEL 3: WIDTH: 4"; LEVEL 4: MATERIAL: FIBER CEMENT; LEVEL 5: LINEAR FOOTAGE
ELEVATION | ELEVATION | FASCIA | LEVEL 1: REPLACE; LEVEL 2: DEPTH: ½; LEVEL 3: WIDTH: 4"; LEVEL 4: MATERIAL: PVC; LEVEL 5: LINEAR FOOTAGE
ELEVATION | ELEVATION | FASCIA | LEVEL 1: REPLACE; LEVEL 2: DEPTH: ½; LEVEL 3: WIDTH: 4"; LEVEL 4: MATERIAL: SOFTWOOD-RESAWN; LEVEL 5: LINEAR FOOTAGE
ELEVATION | ELEVATION | FASCIA | LEVEL 1: REPLACE; LEVEL 2: DEPTH: ½; LEVEL 3: WIDTH: 6"; LEVEL 4: MATERIAL: PINE; LEVEL 5: LINEAR FOOTAGE
ELEVATION | ELEVATION | FASCIA | LEVEL 1: REPLACE; LEVEL 2: DEPTH: ½; LEVEL 3: WIDTH: 6"; LEVEL 4: MATERIAL: CEDAR; LEVEL 5: LINEAR FOOTAGE
ELEVATION | ELEVATION | FASCIA | LEVEL 1: REPLACE; LEVEL 2: DEPTH: ½; LEVEL 3: WIDTH: 6"; LEVEL 4: MATERIAL: FIBER CEMENT; LEVEL 5: LINEAR FOOTAGE
ELEVATION | ELEVATION | FASCIA | LEVEL 1: REPLACE; LEVEL 2: DEPTH: ½; LEVEL 3: WIDTH: 6"; LEVEL 4: MATERIAL: PVC; LEVEL 5: LINEAR FOOTAGE
ELEVATION | ELEVATION | FASCIA | LEVEL 1: REPLACE; LEVEL 2: DEPTH: ½; LEVEL 3: WIDTH: 6"; LEVEL 4: MATERIAL: SOFTWOOD-RESAWN; LEVEL 5: LINEAR FOOTAGE
ELEVATION | ELEVATION | FASCIA | LEVEL 1: REPLACE; LEVEL 2: DEPTH: ½; LEVEL 3: WIDTH: 8"; LEVEL 4: MATERIAL: PINE; LEVEL 5: LINEAR FOOTAGE
ELEVATION | ELEVATION | FASCIA | LEVEL 1: REPLACE; LEVEL 2: DEPTH: ½; LEVEL 3: WIDTH: 8"; LEVEL 4: MATERIAL: CEDAR; LEVEL 5: LINEAR FOOTAGE
ELEVATION | ELEVATION | FASCIA | LEVEL 1: REPLACE; LEVEL 2: DEPTH: ½; LEVEL 3: WIDTH: 8"; LEVEL 4: MATERIAL: FIBER CEMENT; LEVEL 5: LINEAR FOOTAGE
ELEVATION | ELEVATION | FASCIA | LEVEL 1: REPLACE; LEVEL 2: DEPTH: ½; LEVEL 3: WIDTH: 8"; LEVEL 4: MATERIAL: PVC; LEVEL 5: LINEAR FOOTAGE
ELEVATION | ELEVATION | FASCIA | LEVEL 1: REPLACE; LEVEL 2: DEPTH: ½; LEVEL 3: WIDTH: 8"; LEVEL 4: MATERIAL: SOFTWOOD-RESAWN; LEVEL 5: LINEAR FOOTAGE
ELEVATION | ELEVATION | FASCIA | LEVEL 1: REPLACE; LEVEL 2: DEPTH: ½; LEVEL 3: WIDTH: 10"; LEVEL 4: MATERIAL: PINE; LEVEL 5: LINEAR FOOTAGE
ELEVATION | ELEVATION | FASCIA | LEVEL 1: REPLACE; LEVEL 2: DEPTH: ½; LEVEL 3: WIDTH: 10"; LEVEL 4: MATERIAL: CEDAR; LEVEL 5: LINEAR FOOTAGE
ELEVATION | ELEVATION | FASCIA | LEVEL 1: REPLACE; LEVEL 2: DEPTH: ½; LEVEL 3: WIDTH: 10"; LEVEL 4: MATERIAL: FIBER CEMENT; LEVEL 5: LINEAR FOOTAGE
ELEVATION | ELEVATION | FASCIA | LEVEL 1: REPLACE; LEVEL 2: DEPTH: ½; LEVEL 3: WIDTH: 10"; LEVEL 4: MATERIAL: PVC; LEVEL 5: LINEAR FOOTAGE
ELEVATION | ELEVATION | FASCIA | LEVEL 1: REPLACE; LEVEL 2: DEPTH: ½; LEVEL 3: WIDTH: 10"; LEVEL 4: MATERIAL: SOFTWOOD-RESAWN; LEVEL 5: LINEAR FOOTAGE
ELEVATION | ELEVATION | FASCIA | LEVEL 1: REPLACE; LEVEL 2: DEPTH: ½; LEVEL 3: WIDTH: 12”; LEVEL 4: MATERIAL: PINE; LEVEL 5: LINEAR FOOTAGE
ELEVATION | ELEVATION | FASCIA | LEVEL 1: REPLACE; LEVEL 2: DEPTH: ½; LEVEL 3: WIDTH: 12”; LEVEL 4: MATERIAL: CEDAR; LEVEL 5: LINEAR FOOTAGE
ELEVATION | ELEVATION | FASCIA | LEVEL 1: REPLACE; LEVEL 2: DEPTH: ½; LEVEL 3: WIDTH: 12”; LEVEL 4: MATERIAL: FIBER CEMENT; LEVEL 5: LINEAR FOOTAGE
ELEVATION | ELEVATION | FASCIA | LEVEL 1: REPLACE; LEVEL 2: DEPTH: ½; LEVEL 3: WIDTH: 12”; LEVEL 4: MATERIAL: PVC; LEVEL 5: LINEAR FOOTAGE
ELEVATION | ELEVATION | FASCIA | LEVEL 1: REPLACE; LEVEL 2: DEPTH: ½; LEVEL 3: WIDTH: 12”; LEVEL 4: MATERIAL: SOFTWOOD-RESAWN; LEVEL 5: LINEAR FOOTAGE
ELEVATION | ELEVATION | FASCIA | LEVEL 1: REPLACE; LEVEL 2: DEPTH: 1; LEVEL 3: WIDTH: 4"; LEVEL 4: MATERIAL: PINE; LEVEL 5: LINEAR FOOTAGE
ELEVATION | ELEVATION | FASCIA | LEVEL 1: REPLACE; LEVEL 2: DEPTH: 1; LEVEL 3: WIDTH: 4"; LEVEL 4: MATERIAL: CEDAR; LEVEL 5: LINEAR FOOTAGE
ELEVATION | ELEVATION | FASCIA | LEVEL 1: REPLACE; LEVEL 2: DEPTH: 1; LEVEL 3: WIDTH: 4"; LEVEL 4: MATERIAL: FIBER CEMENT; LEVEL 5: LINEAR FOOTAGE
ELEVATION | ELEVATION | FASCIA | LEVEL 1: REPLACE; LEVEL 2: DEPTH: 1; LEVEL 3: WIDTH: 4"; LEVEL 4: MATERIAL: PVC; LEVEL 5: LINEAR FOOTAGE
ELEVATION | ELEVATION | FASCIA | LEVEL 1: REPLACE; LEVEL 2: DEPTH: 1; LEVEL 3: WIDTH: 4"; LEVEL 4: MATERIAL: SOFTWOOD-RESAWN; LEVEL 5: LINEAR FOOTAGE
ELEVATION | ELEVATION | FASCIA | LEVEL 1: REPLACE; LEVEL 2: DEPTH: 1; LEVEL 3: WIDTH: 6"; LEVEL 4: MATERIAL: PINE; LEVEL 5: LINEAR FOOTAGE
ELEVATION | ELEVATION | FASCIA | LEVEL 1: REPLACE; LEVEL 2: DEPTH: 1; LEVEL 3: WIDTH: 6"; LEVEL 4: MATERIAL: CEDAR; LEVEL 5: LINEAR FOOTAGE
ELEVATION | ELEVATION | FASCIA | LEVEL 1: REPLACE; LEVEL 2: DEPTH: 1; LEVEL 3: WIDTH: 6"; LEVEL 4: MATERIAL: FIBER CEMENT; LEVEL 5: LINEAR FOOTAGE
ELEVATION | ELEVATION | FASCIA | LEVEL 1: REPLACE; LEVEL 2: DEPTH: 1; LEVEL 3: WIDTH: 6"; LEVEL 4: MATERIAL: PVC; LEVEL 5: LINEAR FOOTAGE
ELEVATION | ELEVATION | FASCIA | LEVEL 1: REPLACE; LEVEL 2: DEPTH: 1; LEVEL 3: WIDTH: 6"; LEVEL 4: MATERIAL: SOFTWOOD-RESAWN; LEVEL 5: LINEAR FOOTAGE
ELEVATION | ELEVATION | FASCIA | LEVEL 1: REPLACE; LEVEL 2: DEPTH: 1; LEVEL 3: WIDTH: 8"; LEVEL 4: MATERIAL: PINE; LEVEL 5: LINEAR FOOTAGE
ELEVATION | ELEVATION | FASCIA | LEVEL 1: REPLACE; LEVEL 2: DEPTH: 1; LEVEL 3: WIDTH: 8"; LEVEL 4: MATERIAL: CEDAR; LEVEL 5: LINEAR FOOTAGE
ELEVATION | ELEVATION | FASCIA | LEVEL 1: REPLACE; LEVEL 2: DEPTH: 1; LEVEL 3: WIDTH: 8"; LEVEL 4: MATERIAL: FIBER CEMENT; LEVEL 5: LINEAR FOOTAGE
ELEVATION | ELEVATION | FASCIA | LEVEL 1: REPLACE; LEVEL 2: DEPTH: 1; LEVEL 3: WIDTH: 8"; LEVEL 4: MATERIAL: PVC; LEVEL 5: LINEAR FOOTAGE
ELEVATION | ELEVATION | FASCIA | LEVEL 1: REPLACE; LEVEL 2: DEPTH: 1; LEVEL 3: WIDTH: 8"; LEVEL 4: MATERIAL: SOFTWOOD-RESAWN; LEVEL 5: LINEAR FOOTAGE
ELEVATION | ELEVATION | FASCIA | LEVEL 1: REPLACE; LEVEL 2: DEPTH: 1; LEVEL 3: WIDTH: 10"; LEVEL 4: MATERIAL: PINE; LEVEL 5: LINEAR FOOTAGE
ELEVATION | ELEVATION | FASCIA | LEVEL 1: REPLACE; LEVEL 2: DEPTH: 1; LEVEL 3: WIDTH: 10"; LEVEL 4: MATERIAL: CEDAR; LEVEL 5: LINEAR FOOTAGE
ELEVATION | ELEVATION | FASCIA | LEVEL 1: REPLACE; LEVEL 2: DEPTH: 1; LEVEL 3: WIDTH: 10"; LEVEL 4: MATERIAL: FIBER CEMENT; LEVEL 5: LINEAR FOOTAGE
ELEVATION | ELEVATION | FASCIA | LEVEL 1: REPLACE; LEVEL 2: DEPTH: 1; LEVEL 3: WIDTH: 10"; LEVEL 4: MATERIAL: PVC; LEVEL 5: LINEAR FOOTAGE
ELEVATION | ELEVATION | FASCIA | LEVEL 1: REPLACE; LEVEL 2: DEPTH: 1; LEVEL 3: WIDTH: 10"; LEVEL 4: MATERIAL: SOFTWOOD-RESAWN; LEVEL 5: LINEAR FOOTAGE
ELEVATION | ELEVATION | FASCIA | LEVEL 1: REPLACE; LEVEL 2: DEPTH: 1; LEVEL 3: WIDTH: 12”; LEVEL 4: MATERIAL: PINE; LEVEL 5: LINEAR FOOTAGE
ELEVATION | ELEVATION | FASCIA | LEVEL 1: REPLACE; LEVEL 2: DEPTH: 1; LEVEL 3: WIDTH: 12”; LEVEL 4: MATERIAL: CEDAR; LEVEL 5: LINEAR FOOTAGE
ELEVATION | ELEVATION | FASCIA | LEVEL 1: REPLACE; LEVEL 2: DEPTH: 1; LEVEL 3: WIDTH: 12”; LEVEL 4: MATERIAL: FIBER CEMENT; LEVEL 5: LINEAR FOOTAGE
ELEVATION | ELEVATION | FASCIA | LEVEL 1: REPLACE; LEVEL 2: DEPTH: 1; LEVEL 3: WIDTH: 12”; LEVEL 4: MATERIAL: PVC; LEVEL 5: LINEAR FOOTAGE
ELEVATION | ELEVATION | FASCIA | LEVEL 1: REPLACE; LEVEL 2: DEPTH: 1; LEVEL 3: WIDTH: 12”; LEVEL 4: MATERIAL: SOFTWOOD-RESAWN; LEVEL 5: LINEAR FOOTAGE
ELEVATION | ELEVATION | FASCIA | LEVEL 1: REPLACE; LEVEL 2: DEPTH: 2; LEVEL 3: WIDTH: 4"; LEVEL 4: MATERIAL: PINE; LEVEL 5: LINEAR FOOTAGE
ELEVATION | ELEVATION | FASCIA | LEVEL 1: REPLACE; LEVEL 2: DEPTH: 2; LEVEL 3: WIDTH: 4"; LEVEL 4: MATERIAL: CEDAR; LEVEL 5: LINEAR FOOTAGE
ELEVATION | ELEVATION | FASCIA | LEVEL 1: REPLACE; LEVEL 2: DEPTH: 2; LEVEL 3: WIDTH: 4"; LEVEL 4: MATERIAL: FIBER CEMENT; LEVEL 5: LINEAR FOOTAGE
ELEVATION | ELEVATION | FASCIA | LEVEL 1: REPLACE; LEVEL 2: DEPTH: 2; LEVEL 3: WIDTH: 4"; LEVEL 4: MATERIAL: PVC; LEVEL 5: LINEAR FOOTAGE
ELEVATION | ELEVATION | FASCIA | LEVEL 1: REPLACE; LEVEL 2: DEPTH: 2; LEVEL 3: WIDTH: 4"; LEVEL 4: MATERIAL: SOFTWOOD-RESAWN; LEVEL 5: LINEAR FOOTAGE
ELEVATION | ELEVATION | FASCIA | LEVEL 1: REPLACE; LEVEL 2: DEPTH: 2; LEVEL 3: WIDTH: 6"; LEVEL 4: MATERIAL: PINE; LEVEL 5: LINEAR FOOTAGE
ELEVATION | ELEVATION | FASCIA | LEVEL 1: REPLACE; LEVEL 2: DEPTH: 2; LEVEL 3: WIDTH: 6"; LEVEL 4: MATERIAL: CEDAR; LEVEL 5: LINEAR FOOTAGE
ELEVATION | ELEVATION | FASCIA | LEVEL 1: REPLACE; LEVEL 2: DEPTH: 2; LEVEL 3: WIDTH: 6"; LEVEL 4: MATERIAL: FIBER CEMENT; LEVEL 5: LINEAR FOOTAGE
ELEVATION | ELEVATION | FASCIA | LEVEL 1: REPLACE; LEVEL 2: DEPTH: 2; LEVEL 3: WIDTH: 6"; LEVEL 4: MATERIAL: PVC; LEVEL 5: LINEAR FOOTAGE
ELEVATION | ELEVATION | FASCIA | LEVEL 1: REPLACE; LEVEL 2: DEPTH: 2; LEVEL 3: WIDTH: 6"; LEVEL 4: MATERIAL: SOFTWOOD-RESAWN; LEVEL 5: LINEAR FOOTAGE
ELEVATION | ELEVATION | FASCIA | LEVEL 1: REPLACE; LEVEL 2: DEPTH: 2; LEVEL 3: WIDTH: 8"; LEVEL 4: MATERIAL: PINE; LEVEL 5: LINEAR FOOTAGE
ELEVATION | ELEVATION | FASCIA | LEVEL 1: REPLACE; LEVEL 2: DEPTH: 2; LEVEL 3: WIDTH: 8"; LEVEL 4: MATERIAL: CEDAR; LEVEL 5: LINEAR FOOTAGE
ELEVATION | ELEVATION | FASCIA | LEVEL 1: REPLACE; LEVEL 2: DEPTH: 2; LEVEL 3: WIDTH: 8"; LEVEL 4: MATERIAL: FIBER CEMENT; LEVEL 5: LINEAR FOOTAGE
ELEVATION | ELEVATION | FASCIA | LEVEL 1: REPLACE; LEVEL 2: DEPTH: 2; LEVEL 3: WIDTH: 8"; LEVEL 4: MATERIAL: PVC; LEVEL 5: LINEAR FOOTAGE
ELEVATION | ELEVATION | FASCIA | LEVEL 1: REPLACE; LEVEL 2: DEPTH: 2; LEVEL 3: WIDTH: 8"; LEVEL 4: MATERIAL: SOFTWOOD-RESAWN; LEVEL 5: LINEAR FOOTAGE
ELEVATION | ELEVATION | FASCIA | LEVEL 1: REPLACE; LEVEL 2: DEPTH: 2; LEVEL 3: WIDTH: 10"; LEVEL 4: MATERIAL: PINE; LEVEL 5: LINEAR FOOTAGE
ELEVATION | ELEVATION | FASCIA | LEVEL 1: REPLACE; LEVEL 2: DEPTH: 2; LEVEL 3: WIDTH: 10"; LEVEL 4: MATERIAL: CEDAR; LEVEL 5: LINEAR FOOTAGE
ELEVATION | ELEVATION | FASCIA | LEVEL 1: REPLACE; LEVEL 2: DEPTH: 2; LEVEL 3: WIDTH: 10"; LEVEL 4: MATERIAL: FIBER CEMENT; LEVEL 5: LINEAR FOOTAGE
ELEVATION | ELEVATION | FASCIA | LEVEL 1: REPLACE; LEVEL 2: DEPTH: 2; LEVEL 3: WIDTH: 10"; LEVEL 4: MATERIAL: PVC; LEVEL 5: LINEAR FOOTAGE
ELEVATION | ELEVATION | FASCIA | LEVEL 1: REPLACE; LEVEL 2: DEPTH: 2; LEVEL 3: WIDTH: 10"; LEVEL 4: MATERIAL: SOFTWOOD-RESAWN; LEVEL 5: LINEAR FOOTAGE
ELEVATION | ELEVATION | FASCIA | LEVEL 1: REPLACE; LEVEL 2: DEPTH: 2; LEVEL 3: WIDTH: 12”; LEVEL 4: MATERIAL: PINE; LEVEL 5: LINEAR FOOTAGE
ELEVATION | ELEVATION | FASCIA | LEVEL 1: REPLACE; LEVEL 2: DEPTH: 2; LEVEL 3: WIDTH: 12”; LEVEL 4: MATERIAL: CEDAR; LEVEL 5: LINEAR FOOTAGE
ELEVATION | ELEVATION | FASCIA | LEVEL 1: REPLACE; LEVEL 2: DEPTH: 2; LEVEL 3: WIDTH: 12”; LEVEL 4: MATERIAL: FIBER CEMENT; LEVEL 5: LINEAR FOOTAGE
ELEVATION | ELEVATION | FASCIA | LEVEL 1: REPLACE; LEVEL 2: DEPTH: 2; LEVEL 3: WIDTH: 12”; LEVEL 4: MATERIAL: PVC; LEVEL 5: LINEAR FOOTAGE
ELEVATION | ELEVATION | FASCIA | LEVEL 1: REPLACE; LEVEL 2: DEPTH: 2; LEVEL 3: WIDTH: 12”; LEVEL 4: MATERIAL: SOFTWOOD-RESAWN; LEVEL 5: LINEAR FOOTAGE
ELEVATION | ELEVATION | FASCIA | LEVEL 1: REPLACE; LEVEL 2: FASCIA FINISH: PAINTED; LEVEL 3: FOOTAGE TO BE PAINTED
ELEVATION | ELEVATION | FASCIA | LEVEL 1: REPLACE; LEVEL 2: FASCIA FINISH: STAINED; LEVEL 3: FOOTAGE TO BE STAINED
ELEVATION | ELEVATION | FASCIA | LEVEL 1: REPLACE; LEVEL 2: FASCIA FINISH: PRE-FINISHED; LEVEL 3: FOOTAGE
ELEVATION | ELEVATION | FASCIA | LEVEL 1: REPLACE; LEVEL 2: FASCIA FINISH: VINYL WRAP; LEVEL 3: FOOTAGE
ELEVATION | ELEVATION | FASCIA | LEVEL 1: REPLACE; LEVEL 2: FASCIA FINISH: ALUMINUM WRAP; LEVEL 3: FOOTAGE
ELEVATION | ELEVATION | FASCIA | LEVEL 1: REPLACE; LEVEL 2: SUB-FASCIA SIZE: 2X4; LEVEL 3: LINEAR FOOTAGE
ELEVATION | ELEVATION | FASCIA | LEVEL 1: REPLACE; LEVEL 2: SUB-FASCIA SIZE: 2X6; LEVEL 3: LINEAR FOOTAGE
ELEVATION | ELEVATION | FASCIA | LEVEL 1: REPLACE; LEVEL 2: SUB-FASCIA SIZE: 2X8; LEVEL 3: LINEAR FOOTAGE
ELEVATION | ELEVATION | FASCIA | LEVEL 1: REPLACE; LEVEL 2: SUB-FASCIA SIZE: 2X10; LEVEL 3: LINEAR FOOTAGE
ELEVATION | ELEVATION | FASCIA | LEVEL 1: REPLACE; LEVEL 2: SUB-FASCIA SIZE: 2X12; LEVEL 3: LINEAR FOOTAGE
ELEVATION | ELEVATION | SOFFIT | LEVEL 1: DETACH AND RESET; LEVEL 2: TYPE OF MATERIAL: VINYL; LEVEL 3: FOOTAGE
ELEVATION | ELEVATION | SOFFIT | LEVEL 1: DETACH AND RESET; LEVEL 2: TYPE OF MATERIAL: FIBER CEMENT; LEVEL 3: FOOTAGE
ELEVATION | ELEVATION | SOFFIT | LEVEL 1: DETACH AND RESET; LEVEL 2: TYPE OF MATERIAL: WOOD; LEVEL 3: FOOTAGE
ELEVATION | ELEVATION | SOFFIT | LEVEL 1: DETACH AND RESET; LEVEL 2: TYPE OF MATERIAL: ALUMINUM; LEVEL 3: FOOTAGE
ELEVATION | ELEVATION | SOFFIT | LEVEL 1: DETACH AND RESET; LEVEL 2: TYPE OF MATERIAL: OTHER; LEVEL 3: FOOTAGE
ELEVATION | ELEVATION | SOFFIT | LEVEL 1: REPLACE; LEVEL 2: MATERIAL: VINYL; LEVEL 3: OVERHANG: 1'; LEVEL 4: LINEAR FOOTAGE
ELEVATION | ELEVATION | SOFFIT | LEVEL 1: REPLACE; LEVEL 2: MATERIAL: VINYL; LEVEL 3: OVERHANG: 1'6"; LEVEL 4: LINEAR FOOTAGE
ELEVATION | ELEVATION | SOFFIT | LEVEL 1: REPLACE; LEVEL 2: MATERIAL: VINYL; LEVEL 3: OVERHANG: 2'; LEVEL 4: LINEAR FOOTAGE
ELEVATION | ELEVATION | SOFFIT | LEVEL 1: REPLACE; LEVEL 2: MATERIAL: VINYL; LEVEL 3: OVERHANG: 2'6"; LEVEL 4: LINEAR FOOTAGE
ELEVATION | ELEVATION | SOFFIT | LEVEL 1: REPLACE; LEVEL 2: MATERIAL: VINYL; LEVEL 3: OVERHANG: 3'; LEVEL 4: LINEAR FOOTAGE
ELEVATION | ELEVATION | SOFFIT | LEVEL 1: REPLACE; LEVEL 2: MATERIAL: VINYL; LEVEL 3: OVERHANG: 4'; LEVEL 4: LINEAR FOOTAGE
ELEVATION | ELEVATION | SOFFIT | LEVEL 1: REPLACE; LEVEL 2: MATERIAL: FIBER CEMENT; LEVEL 3: OVERHANG: 1'; LEVEL 4: LINEAR FOOTAGE
ELEVATION | ELEVATION | SOFFIT | LEVEL 1: REPLACE; LEVEL 2: MATERIAL: FIBER CEMENT; LEVEL 3: OVERHANG: 1'6"; LEVEL 4: LINEAR FOOTAGE
ELEVATION | ELEVATION | SOFFIT | LEVEL 1: REPLACE; LEVEL 2: MATERIAL: FIBER CEMENT; LEVEL 3: OVERHANG: 2'; LEVEL 4: LINEAR FOOTAGE
ELEVATION | ELEVATION | SOFFIT | LEVEL 1: REPLACE; LEVEL 2: MATERIAL: FIBER CEMENT; LEVEL 3: OVERHANG: 2'6"; LEVEL 4: LINEAR FOOTAGE
ELEVATION | ELEVATION | SOFFIT | LEVEL 1: REPLACE; LEVEL 2: MATERIAL: FIBER CEMENT; LEVEL 3: OVERHANG: 3'; LEVEL 4: LINEAR FOOTAGE
ELEVATION | ELEVATION | SOFFIT | LEVEL 1: REPLACE; LEVEL 2: MATERIAL: FIBER CEMENT; LEVEL 3: OVERHANG: 4'; LEVEL 4: LINEAR FOOTAGE
ELEVATION | ELEVATION | SOFFIT | LEVEL 1: REPLACE; LEVEL 2: MATERIAL: WOOD; LEVEL 3: OVERHANG: 1'; LEVEL 4: LINEAR FOOTAGE
ELEVATION | ELEVATION | SOFFIT | LEVEL 1: REPLACE; LEVEL 2: MATERIAL: WOOD; LEVEL 3: OVERHANG: 1'6"; LEVEL 4: LINEAR FOOTAGE
ELEVATION | ELEVATION | SOFFIT | LEVEL 1: REPLACE; LEVEL 2: MATERIAL: WOOD; LEVEL 3: OVERHANG: 2'; LEVEL 4: LINEAR FOOTAGE
ELEVATION | ELEVATION | SOFFIT | LEVEL 1: REPLACE; LEVEL 2: MATERIAL: WOOD; LEVEL 3: OVERHANG: 2'6"; LEVEL 4: LINEAR FOOTAGE
ELEVATION | ELEVATION | SOFFIT | LEVEL 1: REPLACE; LEVEL 2: MATERIAL: WOOD; LEVEL 3: OVERHANG: 3'; LEVEL 4: LINEAR FOOTAGE
ELEVATION | ELEVATION | SOFFIT | LEVEL 1: REPLACE; LEVEL 2: MATERIAL: WOOD; LEVEL 3: OVERHANG: 4'; LEVEL 4: LINEAR FOOTAGE
ELEVATION | ELEVATION | SOFFIT | LEVEL 1: REPLACE; LEVEL 2: MATERIAL: WOOD; LEVEL 3: OVERHANG: 1'; LEVEL 4: LINEAR FOOTAGE
ELEVATION | ELEVATION | SOFFIT | LEVEL 1: REPLACE; LEVEL 2: MATERIAL: WOOD; LEVEL 3: OVERHANG: 1'6"; LEVEL 4: LINEAR FOOTAGE
ELEVATION | ELEVATION | SOFFIT | LEVEL 1: REPLACE; LEVEL 2: MATERIAL: WOOD; LEVEL 3: OVERHANG: 2'; LEVEL 4: LINEAR FOOTAGE
ELEVATION | ELEVATION | SOFFIT | LEVEL 1: REPLACE; LEVEL 2: MATERIAL: WOOD; LEVEL 3: OVERHANG: 2'6"; LEVEL 4: LINEAR FOOTAGE
ELEVATION | ELEVATION | SOFFIT | LEVEL 1: REPLACE; LEVEL 2: MATERIAL: WOOD; LEVEL 3: OVERHANG: 3'; LEVEL 4: LINEAR FOOTAGE
ELEVATION | ELEVATION | SOFFIT | LEVEL 1: REPLACE; LEVEL 2: MATERIAL: WOOD; LEVEL 3: OVERHANG: 4'; LEVEL 4: LINEAR FOOTAGE
ELEVATION | ELEVATION | SOFFIT | LEVEL 1: REPLACE; LEVEL 2: MATERIAL: ALUMINUM; LEVEL 3: OVERHANG: 1'; LEVEL 4: LINEAR FOOTAGE
ELEVATION | ELEVATION | SOFFIT | LEVEL 1: REPLACE; LEVEL 2: MATERIAL: ALUMINUM; LEVEL 3: OVERHANG: 1'6"; LEVEL 4: LINEAR FOOTAGE
ELEVATION | ELEVATION | SOFFIT | LEVEL 1: REPLACE; LEVEL 2: MATERIAL: ALUMINUM; LEVEL 3: OVERHANG: 2'; LEVEL 4: LINEAR FOOTAGE
ELEVATION | ELEVATION | SOFFIT | LEVEL 1: REPLACE; LEVEL 2: MATERIAL: ALUMINUM; LEVEL 3: OVERHANG: 2'6"; LEVEL 4: LINEAR FOOTAGE
ELEVATION | ELEVATION | SOFFIT | LEVEL 1: REPLACE; LEVEL 2: MATERIAL: ALUMINUM; LEVEL 3: OVERHANG: 3'; LEVEL 4: LINEAR FOOTAGE
ELEVATION | ELEVATION | SOFFIT | LEVEL 1: REPLACE; LEVEL 2: MATERIAL: ALUMINUM; LEVEL 3: OVERHANG: 4'; LEVEL 4: LINEAR FOOTAGE
ELEVATION | ELEVATION | SOFFIT | LEVEL 1: REPLACE; LEVEL 2: MATERIAL: STUCCO; LEVEL 3: OVERHANG: 1'; LEVEL 4: LINEAR FOOTAGE
ELEVATION | ELEVATION | SOFFIT | LEVEL 1: REPLACE; LEVEL 2: MATERIAL: STUCCO; LEVEL 3: OVERHANG: 1'6"; LEVEL 4: LINEAR FOOTAGE
ELEVATION | ELEVATION | SOFFIT | LEVEL 1: REPLACE; LEVEL 2: MATERIAL: STUCCO; LEVEL 3: OVERHANG: 2'; LEVEL 4: LINEAR FOOTAGE
ELEVATION | ELEVATION | SOFFIT | LEVEL 1: REPLACE; LEVEL 2: MATERIAL: STUCCO; LEVEL 3: OVERHANG: 2'6"; LEVEL 4: LINEAR FOOTAGE
ELEVATION | ELEVATION | SOFFIT | LEVEL 1: REPLACE; LEVEL 2: MATERIAL: STUCCO; LEVEL 3: OVERHANG: 3'; LEVEL 4: LINEAR FOOTAGE
ELEVATION | ELEVATION | SOFFIT | LEVEL 1: REPLACE; LEVEL 2: MATERIAL: STUCCO; LEVEL 3: OVERHANG: 4'; LEVEL 4: LINEAR FOOTAGE
ELEVATION | ELEVATION | SOFFIT | LEVEL 1: REPLACE; LEVEL 2: MATERIAL: OTHER; LEVEL 3: OVERHANG: 1'; LEVEL 4: LINEAR FOOTAGE
ELEVATION | ELEVATION | SOFFIT | LEVEL 1: REPLACE; LEVEL 2: MATERIAL: OTHER; LEVEL 3: OVERHANG: 1'6"; LEVEL 4: LINEAR FOOTAGE
ELEVATION | ELEVATION | SOFFIT | LEVEL 1: REPLACE; LEVEL 2: MATERIAL: OTHER; LEVEL 3: OVERHANG: 2'; LEVEL 4: LINEAR FOOTAGE
ELEVATION | ELEVATION | SOFFIT | LEVEL 1: REPLACE; LEVEL 2: MATERIAL: OTHER; LEVEL 3: OVERHANG: 2'6"; LEVEL 4: LINEAR FOOTAGE
ELEVATION | ELEVATION | SOFFIT | LEVEL 1: REPLACE; LEVEL 2: MATERIAL: OTHER; LEVEL 3: OVERHANG: 3'; LEVEL 4: LINEAR FOOTAGE
ELEVATION | ELEVATION | SOFFIT | LEVEL 1: REPLACE; LEVEL 2: MATERIAL: OTHER; LEVEL 3: OVERHANG: 4'; LEVEL 4: LINEAR FOOTAGE
ELEVATION | ELEVATION | SOFFIT | LEVEL 1: REPLACE; LEVEL 2: NUMBER OF LIGHTS ON ELEVATION
ELEVATION | ELEVATION | SOFFIT | LEVEL 1: REPLACE; LEVEL 2: STRUCTURAL DAMAGE: NAILER; LEVEL 3: SIZE LUMBER: 2 X 2; LEVEL 4: LINEAR FOOTAGE
ELEVATION | ELEVATION | SOFFIT | LEVEL 1: REPLACE; LEVEL 2: STRUCTURAL DAMAGE: NAILER; LEVEL 3: SIZE LUMBER: 2 X 4; LEVEL 4: LINEAR FOOTAGE
ELEVATION | ELEVATION | SOFFIT | LEVEL 1: REPLACE; LEVEL 2: STRUCTURAL DAMAGE: NAILER; LEVEL 3: SIZE LUMBER: 2 X 6; LEVEL 4: LINEAR FOOTAGE
ELEVATION | ELEVATION | SOFFIT | LEVEL 1: REPLACE; LEVEL 2: STRUCTURAL DAMAGE: NAILER; LEVEL 3: SIZE LUMBER: 2 X 8; LEVEL 4: LINEAR FOOTAGE
ELEVATION | ELEVATION | SOFFIT | LEVEL 1: REPLACE; LEVEL 2: STRUCTURAL DAMAGE: NAILER; LEVEL 3: SIZE LUMBER: 2 X 10; LEVEL 4: LINEAR FOOTAGE
ELEVATION | ELEVATION | SOFFIT | LEVEL 1: REPLACE; LEVEL 2: STRUCTURAL DAMAGE: NAILER; LEVEL 3: SIZE LUMBER: 2 X 12; LEVEL 4: LINEAR FOOTAGE
ELEVATION | ELEVATION | SOFFIT | LEVEL 1: REPLACE; LEVEL 2: STRUCTURAL DAMAGE: RAFTER BOARD; LEVEL 3: SIZE LUMBER: 2 X 2; LEVEL 4: LINEAR FOOTAGE
ELEVATION | ELEVATION | SOFFIT | LEVEL 1: REPLACE; LEVEL 2: STRUCTURAL DAMAGE: RAFTER BOARD; LEVEL 3: SIZE LUMBER: 2 X 4; LEVEL 4: LINEAR FOOTAGE
ELEVATION | ELEVATION | SOFFIT | LEVEL 1: REPLACE; LEVEL 2: STRUCTURAL DAMAGE: RAFTER BOARD; LEVEL 3: SIZE LUMBER: 2 X 6; LEVEL 4: LINEAR FOOTAGE
ELEVATION | ELEVATION | SOFFIT | LEVEL 1: REPLACE; LEVEL 2: STRUCTURAL DAMAGE: RAFTER BOARD; LEVEL 3: SIZE LUMBER: 2 X 8; LEVEL 4: LINEAR FOOTAGE
ELEVATION | ELEVATION | SOFFIT | LEVEL 1: REPLACE; LEVEL 2: STRUCTURAL DAMAGE: RAFTER BOARD; LEVEL 3: SIZE LUMBER: 2 X 10; LEVEL 4: LINEAR FOOTAGE
ELEVATION | ELEVATION | SOFFIT | LEVEL 1: REPLACE; LEVEL 2: STRUCTURAL DAMAGE: RAFTER BOARD; LEVEL 3: SIZE LUMBER: 2 X 12; LEVEL 4: LINEAR FOOTAGE
ELEVATION | ELEVATION | TRIM | LEVEL 1: WOOD; LEVEL 2: SUB-MATERIAL: REDWOOD; LEVEL 3: SIZE: 1X4; LEVEL 4: PAINTED; LEVEL 5: LINEAR FOOTAGE
ELEVATION | ELEVATION | TRIM | LEVEL 1: WOOD; LEVEL 2: SUB-MATERIAL: REDWOOD; LEVEL 3: SIZE: 1X4; LEVEL 4: STAINED; LEVEL 5: LINEAR FOOTAGE
ELEVATION | ELEVATION | TRIM | LEVEL 1: WOOD; LEVEL 2: SUB-MATERIAL: REDWOOD; LEVEL 3: SIZE: 1X6; LEVEL 4: PAINTED; LEVEL 5: LINEAR FOOTAGE
ELEVATION | ELEVATION | TRIM | LEVEL 1: WOOD; LEVEL 2: SUB-MATERIAL: REDWOOD; LEVEL 3: SIZE: 1X6; LEVEL 4: STAINED; LEVEL 5: LINEAR FOOTAGE
ELEVATION | ELEVATION | TRIM | LEVEL 1: WOOD; LEVEL 2: SUB-MATERIAL: REDWOOD; LEVEL 3: SIZE: 1X8; LEVEL 4: PAINTED; LEVEL 5: LINEAR FOOTAGE
ELEVATION | ELEVATION | TRIM | LEVEL 1: WOOD; LEVEL 2: SUB-MATERIAL: REDWOOD; LEVEL 3: SIZE: 1X8; LEVEL 4: STAINED; LEVEL 5: LINEAR FOOTAGE
ELEVATION | ELEVATION | TRIM | LEVEL 1: WOOD; LEVEL 2: SUB-MATERIAL: REDWOOD; LEVEL 3: SIZE: 1X10; LEVEL 4: PAINTED; LEVEL 5: LINEAR FOOTAGE
ELEVATION | ELEVATION | TRIM | LEVEL 1: WOOD; LEVEL 2: SUB-MATERIAL: REDWOOD; LEVEL 3: SIZE: 1X10; LEVEL 4: STAINED; LEVEL 5: LINEAR FOOTAGE
ELEVATION | ELEVATION | TRIM | LEVEL 1: WOOD; LEVEL 2: SUB-MATERIAL: REDWOOD; LEVEL 3: SIZE: 1X12; LEVEL 4: PAINTED; LEVEL 5: LINEAR FOOTAGE
ELEVATION | ELEVATION | TRIM | LEVEL 1: WOOD; LEVEL 2: SUB-MATERIAL: REDWOOD; LEVEL 3: SIZE: 1X12; LEVEL 4: STAINED; LEVEL 5: LINEAR FOOTAGE
ELEVATION | ELEVATION | TRIM | LEVEL 1: WOOD; LEVEL 2: SUB-MATERIAL: PINE; LEVEL 3: SIZE: 1X4; LEVEL 4: PAINTED; LEVEL 5: LINEAR FOOTAGE
ELEVATION | ELEVATION | TRIM | LEVEL 1: WOOD; LEVEL 2: SUB-MATERIAL: PINE; LEVEL 3: SIZE: 1X4; LEVEL 4: STAINED; LEVEL 5: LINEAR FOOTAGE
ELEVATION | ELEVATION | TRIM | LEVEL 1: WOOD; LEVEL 2: SUB-MATERIAL: PINE; LEVEL 3: SIZE: 1X6; LEVEL 4: PAINTED; LEVEL 5: LINEAR FOOTAGE
ELEVATION | ELEVATION | TRIM | LEVEL 1: WOOD; LEVEL 2: SUB-MATERIAL: PINE; LEVEL 3: SIZE: 1X6; LEVEL 4: STAINED; LEVEL 5: LINEAR FOOTAGE
ELEVATION | ELEVATION | TRIM | LEVEL 1: WOOD; LEVEL 2: SUB-MATERIAL: PINE; LEVEL 3: SIZE: 1X8; LEVEL 4: PAINTED; LEVEL 5: LINEAR FOOTAGE
ELEVATION | ELEVATION | TRIM | LEVEL 1: WOOD; LEVEL 2: SUB-MATERIAL: PINE; LEVEL 3: SIZE: 1X8; LEVEL 4: STAINED; LEVEL 5: LINEAR FOOTAGE
ELEVATION | ELEVATION | TRIM | LEVEL 1: WOOD; LEVEL 2: SUB-MATERIAL: PINE; LEVEL 3: SIZE: 1X10; LEVEL 4: PAINTED; LEVEL 5: LINEAR FOOTAGE
ELEVATION | ELEVATION | TRIM | LEVEL 1: WOOD; LEVEL 2: SUB-MATERIAL: PINE; LEVEL 3: SIZE: 1X10; LEVEL 4: STAINED; LEVEL 5: LINEAR FOOTAGE
ELEVATION | ELEVATION | TRIM | LEVEL 1: WOOD; LEVEL 2: SUB-MATERIAL: PINE; LEVEL 3: SIZE: 1X12; LEVEL 4: PAINTED; LEVEL 5: LINEAR FOOTAGE
ELEVATION | ELEVATION | TRIM | LEVEL 1: WOOD; LEVEL 2: SUB-MATERIAL: PINE; LEVEL 3: SIZE: 1X12; LEVEL 4: STAINED; LEVEL 5: LINEAR FOOTAGE
ELEVATION | ELEVATION | TRIM | LEVEL 1: WOOD; LEVEL 2: SUB-MATERIAL: CEDAR; LEVEL 3: SIZE: 1X4; LEVEL 4: PAINTED; LEVEL 5: LINEAR FOOTAGE
ELEVATION | ELEVATION | TRIM | LEVEL 1: WOOD; LEVEL 2: SUB-MATERIAL: CEDAR; LEVEL 3: SIZE: 1X4; LEVEL 4: STAINED; LEVEL 5: LINEAR FOOTAGE
ELEVATION | ELEVATION | TRIM | LEVEL 1: WOOD; LEVEL 2: SUB-MATERIAL: CEDAR; LEVEL 3: SIZE: 1X6; LEVEL 4: PAINTED; LEVEL 5: LINEAR FOOTAGE
ELEVATION | ELEVATION | TRIM | LEVEL 1: WOOD; LEVEL 2: SUB-MATERIAL: CEDAR; LEVEL 3: SIZE: 1X6; LEVEL 4: STAINED; LEVEL 5: LINEAR FOOTAGE
ELEVATION | ELEVATION | TRIM | LEVEL 1: WOOD; LEVEL 2: SUB-MATERIAL: CEDAR; LEVEL 3: SIZE: 1X8; LEVEL 4: PAINTED; LEVEL 5: LINEAR FOOTAGE
ELEVATION | ELEVATION | TRIM | LEVEL 1: WOOD; LEVEL 2: SUB-MATERIAL: CEDAR; LEVEL 3: SIZE: 1X8; LEVEL 4: STAINED; LEVEL 5: LINEAR FOOTAGE
ELEVATION | ELEVATION | TRIM | LEVEL 1: WOOD; LEVEL 2: SUB-MATERIAL: CEDAR; LEVEL 3: SIZE: 1X10; LEVEL 4: PAINTED; LEVEL 5: LINEAR FOOTAGE
ELEVATION | ELEVATION | TRIM | LEVEL 1: WOOD; LEVEL 2: SUB-MATERIAL: CEDAR; LEVEL 3: SIZE: 1X10; LEVEL 4: STAINED; LEVEL 5: LINEAR FOOTAGE
ELEVATION | ELEVATION | TRIM | LEVEL 1: WOOD; LEVEL 2: SUB-MATERIAL: CEDAR; LEVEL 3: SIZE: 1X12; LEVEL 4: PAINTED; LEVEL 5: LINEAR FOOTAGE
ELEVATION | ELEVATION | TRIM | LEVEL 1: WOOD; LEVEL 2: SUB-MATERIAL: CEDAR; LEVEL 3: SIZE: 1X12; LEVEL 4: STAINED; LEVEL 5: LINEAR FOOTAGE
ELEVATION | ELEVATION | TRIM | LEVEL 1: PVC; LEVEL 2: SIZE: 1X4; LEVEL 3: PAINTED; LEVEL 4: LINEAR FOOTAGE
ELEVATION | ELEVATION | TRIM | LEVEL 1: PVC; LEVEL 2: SIZE: 1X4; LEVEL 3: STAINED; LEVEL 4: LINEAR FOOTAGE
ELEVATION | ELEVATION | TRIM | LEVEL 1: PVC; LEVEL 2: SIZE: 1X6; LEVEL 3: PAINTED; LEVEL 4: LINEAR FOOTAGE
ELEVATION | ELEVATION | TRIM | LEVEL 1: PVC; LEVEL 2: SIZE: 1X6; LEVEL 3: STAINED; LEVEL 4: LINEAR FOOTAGE
ELEVATION | ELEVATION | TRIM | LEVEL 1: PVC; LEVEL 2: SIZE: 1X8; LEVEL 3: PAINTED; LEVEL 4: LINEAR FOOTAGE
ELEVATION | ELEVATION | TRIM | LEVEL 1: PVC; LEVEL 2: SIZE: 1X8; LEVEL 3: STAINED; LEVEL 4: LINEAR FOOTAGE
ELEVATION | ELEVATION | TRIM | LEVEL 1: PVC; LEVEL 2: SIZE: 1X10; LEVEL 3: PAINTED; LEVEL 4: LINEAR FOOTAGE
ELEVATION | ELEVATION | TRIM | LEVEL 1: PVC; LEVEL 2: SIZE: 1X10; LEVEL 3: STAINED; LEVEL 4: LINEAR FOOTAGE
ELEVATION | ELEVATION | TRIM | LEVEL 1: PVC; LEVEL 2: SIZE: 1X12; LEVEL 3: PAINTED; LEVEL 4: LINEAR FOOTAGE
ELEVATION | ELEVATION | TRIM | LEVEL 1: PVC; LEVEL 2: SIZE: 1X12; LEVEL 3: STAINED; LEVEL 4: LINEAR FOOTAGE
ELEVATION | ELEVATION | TRIM | LEVEL 1: ALUMINUM WRAP; LEVEL 2: WRAP TRIM OF: WINDOW; LEVEL 3: WINDOW SIZE: 3-11 SQ FT; LEVEL 4: QUANTITY
ELEVATION | ELEVATION | TRIM | LEVEL 1: ALUMINUM WRAP; LEVEL 2: WRAP TRIM OF: WINDOW; LEVEL 3: WINDOW SIZE: 12-23 SQ FT; LEVEL 4: QUANTITY
ELEVATION | ELEVATION | TRIM | LEVEL 1: ALUMINUM WRAP; LEVEL 2: WRAP TRIM OF: WINDOW; LEVEL 3: WINDOW SIZE: 24-32 SQ FT; LEVEL 4: QUANTITY
ELEVATION | ELEVATION | TRIM | LEVEL 1: ALUMINUM WRAP; LEVEL 2: WRAP TRIM OF: WINDOW; LEVEL 3: WINDOW SIZE: 33-40 SQ FT; LEVEL 4: QUANTITY
ELEVATION | ELEVATION | TRIM | LEVEL 1: ALUMINUM WRAP; LEVEL 2: WRAP TRIM OF: DOOR; LEVEL 3: LINEAR FOOTAGE
ELEVATION | ELEVATION | TRIM | LEVEL 1: ALUMINUM WRAP; LEVEL 2: WRAP TRIM OF: GARAGE DOOR; LEVEL 3: LINEAR FOOTAGE
ELEVATION | ELEVATION | TRIM | LEVEL 1: ALUMINUM WRAP; LEVEL 2: WRAP TRIM OF: WOOD POST; LEVEL 3: LINEAR FOOTAGE
ELEVATION | ELEVATION | TRIM | LEVEL 1: STUCCO; LEVEL 2: SIZE: 1X4; LEVEL 3: LINEAR FOOTAGE
ELEVATION | ELEVATION | TRIM | LEVEL 1: STUCCO; LEVEL 2: SIZE: 1X6; LEVEL 3: LINEAR FOOTAGE
ELEVATION | ELEVATION | TRIM | LEVEL 1: STUCCO; LEVEL 2: SIZE: 1X8; LEVEL 3: LINEAR FOOTAGE
ELEVATION | ELEVATION | TRIM | LEVEL 1: STUCCO; LEVEL 2: SIZE: 1X10; LEVEL 3: LINEAR FOOTAGE
ELEVATION | ELEVATION | TRIM | LEVEL 1: STUCCO; LEVEL 2: SIZE: 1X12; LEVEL 3: LINEAR FOOTAGE
ELEVATION | ELEVATION | TRIM | LEVEL 1: EFIS; LEVEL 2: SIZE: 1X4; LEVEL 3: LINEAR FOOTAGE
ELEVATION | ELEVATION | TRIM | LEVEL 1: EFIS; LEVEL 2: SIZE: 1X6; LEVEL 3: LINEAR FOOTAGE
ELEVATION | ELEVATION | TRIM | LEVEL 1: EFIS; LEVEL 2: SIZE: 1X8; LEVEL 3: LINEAR FOOTAGE
ELEVATION | ELEVATION | TRIM | LEVEL 1: EFIS; LEVEL 2: SIZE: 1X10; LEVEL 3: LINEAR FOOTAGE
ELEVATION | ELEVATION | TRIM | LEVEL 1: EFIS; LEVEL 2: SIZE: 1X12; LEVEL 3: LINEAR FOOTAGE
ELEVATION | ELEVATION | WINDOWS | LEVEL 1: REPAIR; LEVEL 2: SASH REPLACE; LEVEL 3: LENGTH
ELEVATION | ELEVATION | WINDOWS | LEVEL 1: REPAIR; LEVEL 2: GLASS; LEVEL 3: SIZE OF GLASS: SMALL(1-9SQFT); LEVEL 4: NUMBER OF PIECES
ELEVATION | ELEVATION | WINDOWS | LEVEL 1: REPAIR; LEVEL 2: GLASS; LEVEL 3: SIZE OF GLASS: MID(10-16SQ FT); LEVEL 4: NUMBER OF PIECES
ELEVATION | ELEVATION | WINDOWS | LEVEL 1: REPAIR; LEVEL 2: GLASS; LEVEL 3: SIZE OF GLASS: LARGE(17-24SQFT); LEVEL 4: NUMBER OF PIECES
ELEVATION | ELEVATION | WINDOWS | LEVEL 1: REPAIR; LEVEL 2: GLASS; LEVEL 3: SIZE OF GLASS: XLARGE (25-30SQ FT); LEVEL 4: NUMBER OF PIECES
ELEVATION | ELEVATION | WINDOWS | LEVEL 1: REPAIR; LEVEL 2: GLASS; LEVEL 3: SINGLE PANE; LEVEL 4: REGLAZE SQ FT
ELEVATION | ELEVATION | WINDOWS | LEVEL 1: REPAIR; LEVEL 2: GLASS; LEVEL 3: DOUBLE PANE; LEVEL 4: REGLAZE SQ FT
ELEVATION | ELEVATION | WINDOWS | LEVEL 1: REPAIR; LEVEL 2: GLAZING BEAD; LEVEL 3: REPLACE; LEVEL 4: LENGTH
ELEVATION | ELEVATION | WINDOWS | REPLACE | SINGLE HUNG | WOOD | PAINTED | INTERIOR ONLY | GRADE: STANDARD | WINDOW SIZE: 4-8SQFT | QUANTITY
ELEVATION | ELEVATION | WINDOWS | REPLACE | SINGLE HUNG | WOOD | PAINTED | INTERIOR ONLY | GRADE: STANDARD | WINDOW SIZE: 9-12SQFT | QUANTITY
ELEVATION | ELEVATION | WINDOWS | REPLACE | SINGLE HUNG | WOOD | PAINTED | INTERIOR ONLY | GRADE: STANDARD | WINDOW SIZE: 13-19SQFT | QUANTITY
ELEVATION | ELEVATION | WINDOWS | REPLACE | SINGLE HUNG | WOOD | PAINTED | INTERIOR ONLY | GRADE: STANDARD | WINDOW SIZE: 20-28SQ FT | QUANTITY
ELEVATION | ELEVATION | WINDOWS | REPLACE | SINGLE HUNG | WOOD | PAINTED | INTERIOR ONLY | GRADE: HIGH | WINDOW SIZE: 4-8SQFT | QUANTITY
ELEVATION | ELEVATION | WINDOWS | REPLACE | SINGLE HUNG | WOOD | PAINTED | INTERIOR ONLY | GRADE: HIGH | WINDOW SIZE: 9-12SQFT | QUANTITY
ELEVATION | ELEVATION | WINDOWS | REPLACE | SINGLE HUNG | WOOD | PAINTED | INTERIOR ONLY | GRADE: HIGH | WINDOW SIZE: 13-19SQFT | QUANTITY
ELEVATION | ELEVATION | WINDOWS | REPLACE | SINGLE HUNG | WOOD | PAINTED | INTERIOR ONLY | GRADE: HIGH | WINDOW SIZE: 20-28SQ FT | QUANTITY
ELEVATION | ELEVATION | WINDOWS | REPLACE | SINGLE HUNG | WOOD | PAINTED | INTERIOR ONLY | GRADE: PREMIUM | WINDOW SIZE: 4-8SQFT | QUANTITY
ELEVATION | ELEVATION | WINDOWS | REPLACE | SINGLE HUNG | WOOD | PAINTED | INTERIOR ONLY | GRADE: PREMIUM | WINDOW SIZE: 9-12SQFT | QUANTITY
ELEVATION | ELEVATION | WINDOWS | REPLACE | SINGLE HUNG | WOOD | PAINTED | INTERIOR ONLY | GRADE: PREMIUM | WINDOW SIZE: 13-19SQFT | QUANTITY
ELEVATION | ELEVATION | WINDOWS | REPLACE | SINGLE HUNG | WOOD | PAINTED | INTERIOR ONLY | GRADE: PREMIUM | WINDOW SIZE: 20-28SQ FT | QUANTITY
ELEVATION | ELEVATION | WINDOWS | REPLACE | SINGLE HUNG | WOOD | PAINTED | INTERIOR OR EXTERIOR | GRADE: STANDARD | WINDOW SIZE: 4-8SQFT | QUANTITY
ELEVATION | ELEVATION | WINDOWS | REPLACE | SINGLE HUNG | WOOD | PAINTED | INTERIOR OR EXTERIOR | GRADE: STANDARD | WINDOW SIZE: 9-12SQFT | QUANTITY
ELEVATION | ELEVATION | WINDOWS | REPLACE | SINGLE HUNG | WOOD | PAINTED | INTERIOR OR EXTERIOR | GRADE: STANDARD | WINDOW SIZE: 13-19SQFT | QUANTITY
ELEVATION | ELEVATION | WINDOWS | REPLACE | SINGLE HUNG | WOOD | PAINTED | INTERIOR OR EXTERIOR | GRADE: STANDARD | WINDOW SIZE: 20-28SQ FT | QUANTITY
ELEVATION | ELEVATION | WINDOWS | REPLACE | SINGLE HUNG | WOOD | PAINTED | INTERIOR OR EXTERIOR | GRADE: HIGH | WINDOW SIZE: 4-8SQFT | QUANTITY
ELEVATION | ELEVATION | WINDOWS | REPLACE | SINGLE HUNG | WOOD | PAINTED | INTERIOR OR EXTERIOR | GRADE: HIGH | WINDOW SIZE: 9-12SQFT | QUANTITY
ELEVATION | ELEVATION | WINDOWS | REPLACE | SINGLE HUNG | WOOD | PAINTED | INTERIOR OR EXTERIOR | GRADE: HIGH | WINDOW SIZE: 13-19SQFT | QUANTITY
ELEVATION | ELEVATION | WINDOWS | REPLACE | SINGLE HUNG | WOOD | PAINTED | INTERIOR OR EXTERIOR | GRADE: HIGH | WINDOW SIZE: 20-28SQ FT | QUANTITY
ELEVATION | ELEVATION | WINDOWS | REPLACE | SINGLE HUNG | WOOD | PAINTED | INTERIOR OR EXTERIOR | GRADE: PREMIUM | WINDOW SIZE: 4-8SQFT | QUANTITY
ELEVATION | ELEVATION | WINDOWS | REPLACE | SINGLE HUNG | WOOD | PAINTED | INTERIOR OR EXTERIOR | GRADE: PREMIUM | WINDOW SIZE: 9-12SQFT | QUANTITY
ELEVATION | ELEVATION | WINDOWS | REPLACE | SINGLE HUNG | WOOD | PAINTED | INTERIOR OR EXTERIOR | GRADE: PREMIUM | WINDOW SIZE: 13-19SQFT | QUANTITY
ELEVATION | ELEVATION | WINDOWS | REPLACE | SINGLE HUNG | WOOD | PAINTED | INTERIOR OR EXTERIOR | GRADE: PREMIUM | WINDOW SIZE: 20-28SQ FT | QUANTITY
ELEVATION | ELEVATION | WINDOWS | REPLACE | SINGLE HUNG | WOOD | STAINED | INTERIOR ONLY | GRADE: STANDARD | WINDOW SIZE: 4-8SQFT | QUANTITY
ELEVATION | ELEVATION | WINDOWS | REPLACE | SINGLE HUNG | WOOD | STAINED | INTERIOR ONLY | GRADE: STANDARD | WINDOW SIZE: 9-12SQFT | QUANTITY
ELEVATION | ELEVATION | WINDOWS | REPLACE | SINGLE HUNG | WOOD | STAINED | INTERIOR ONLY | GRADE: STANDARD | WINDOW SIZE: 13-19SQFT | QUANTITY
ELEVATION | ELEVATION | WINDOWS | REPLACE | SINGLE HUNG | WOOD | STAINED | INTERIOR ONLY | GRADE: STANDARD | WINDOW SIZE: 20-28SQ FT | QUANTITY
ELEVATION | ELEVATION | WINDOWS | REPLACE | SINGLE HUNG | WOOD | STAINED | INTERIOR ONLY | GRADE: HIGH | WINDOW SIZE: 4-8SQFT | QUANTITY
ELEVATION | ELEVATION | WINDOWS | REPLACE | SINGLE HUNG | WOOD | STAINED | INTERIOR ONLY | GRADE: HIGH | WINDOW SIZE: 9-12SQFT | QUANTITY
ELEVATION | ELEVATION | WINDOWS | REPLACE | SINGLE HUNG | WOOD | STAINED | INTERIOR ONLY | GRADE: HIGH | WINDOW SIZE: 13-19SQFT | QUANTITY
ELEVATION | ELEVATION | WINDOWS | REPLACE | SINGLE HUNG | WOOD | STAINED | INTERIOR ONLY | GRADE: HIGH | WINDOW SIZE: 20-28SQ FT | QUANTITY
ELEVATION | ELEVATION | WINDOWS | REPLACE | SINGLE HUNG | WOOD | STAINED | INTERIOR ONLY | GRADE: PREMIUM | WINDOW SIZE: 4-8SQFT | QUANTITY
ELEVATION | ELEVATION | WINDOWS | REPLACE | SINGLE HUNG | WOOD | STAINED | INTERIOR ONLY | GRADE: PREMIUM | WINDOW SIZE: 9-12SQFT | QUANTITY
ELEVATION | ELEVATION | WINDOWS | REPLACE | SINGLE HUNG | WOOD | STAINED | INTERIOR ONLY | GRADE: PREMIUM | WINDOW SIZE: 13-19SQFT | QUANTITY
ELEVATION | ELEVATION | WINDOWS | REPLACE | SINGLE HUNG | WOOD | STAINED | INTERIOR ONLY | GRADE: PREMIUM | WINDOW SIZE: 20-28SQ FT | QUANTITY
ELEVATION | ELEVATION | WINDOWS | REPLACE | SINGLE HUNG | WOOD | STAINED | INTERIOR OR EXTERIOR | GRADE: STANDARD | WINDOW SIZE: 4-8SQFT | QUANTITY
ELEVATION | ELEVATION | WINDOWS | REPLACE | SINGLE HUNG | WOOD | STAINED | INTERIOR OR EXTERIOR | GRADE: STANDARD | WINDOW SIZE: 9-12SQFT | QUANTITY
ELEVATION | ELEVATION | WINDOWS | REPLACE | SINGLE HUNG | WOOD | STAINED | INTERIOR OR EXTERIOR | GRADE: STANDARD | WINDOW SIZE: 13-19SQFT | QUANTITY
ELEVATION | ELEVATION | WINDOWS | REPLACE | SINGLE HUNG | WOOD | STAINED | INTERIOR OR EXTERIOR | GRADE: STANDARD | WINDOW SIZE: 20-28SQ FT | QUANTITY
ELEVATION | ELEVATION | WINDOWS | REPLACE | SINGLE HUNG | WOOD | STAINED | INTERIOR OR EXTERIOR | GRADE: HIGH | WINDOW SIZE: 4-8SQFT | QUANTITY
ELEVATION | ELEVATION | WINDOWS | REPLACE | SINGLE HUNG | WOOD | STAINED | INTERIOR OR EXTERIOR | GRADE: HIGH | WINDOW SIZE: 9-12SQFT | QUANTITY
ELEVATION | ELEVATION | WINDOWS | REPLACE | SINGLE HUNG | WOOD | STAINED | INTERIOR OR EXTERIOR | GRADE: HIGH | WINDOW SIZE: 13-19SQFT | QUANTITY
ELEVATION | ELEVATION | WINDOWS | REPLACE | SINGLE HUNG | WOOD | STAINED | INTERIOR OR EXTERIOR | GRADE: HIGH | WINDOW SIZE: 20-28SQ FT | QUANTITY
ELEVATION | ELEVATION | WINDOWS | REPLACE | SINGLE HUNG | WOOD | STAINED | INTERIOR OR EXTERIOR | GRADE: PREMIUM | WINDOW SIZE: 4-8SQFT | QUANTITY
ELEVATION | ELEVATION | WINDOWS | REPLACE | SINGLE HUNG | WOOD | STAINED | INTERIOR OR EXTERIOR | GRADE: PREMIUM | WINDOW SIZE: 9-12SQFT | QUANTITY
ELEVATION | ELEVATION | WINDOWS | REPLACE | SINGLE HUNG | WOOD | STAINED | INTERIOR OR EXTERIOR | GRADE: PREMIUM | WINDOW SIZE: 13-19SQFT | QUANTITY
ELEVATION | ELEVATION | WINDOWS | REPLACE | SINGLE HUNG | WOOD | STAINED | INTERIOR OR EXTERIOR | GRADE: PREMIUM | WINDOW SIZE: 20-28SQ FT | QUANTITY
ELEVATION | ELEVATION | WINDOWS | REPLACE | SINGLE HUNG | ALUMINUM | INTERIOR ONLY | GRADE: STANDARD | WINDOW SIZE: 4-8SQFT | QUANTITY
ELEVATION | ELEVATION | WINDOWS | REPLACE | SINGLE HUNG | ALUMINUM | INTERIOR ONLY | GRADE: STANDARD | WINDOW SIZE: 9-12SQFT | QUANTITY
ELEVATION | ELEVATION | WINDOWS | REPLACE | SINGLE HUNG | ALUMINUM | INTERIOR ONLY | GRADE: STANDARD | WINDOW SIZE: 13-19SQFT | QUANTITY
ELEVATION | ELEVATION | WINDOWS | REPLACE | SINGLE HUNG | ALUMINUM | INTERIOR ONLY | GRADE: STANDARD | WINDOW SIZE: 20-28SQ FT | QUANTITY
ELEVATION | ELEVATION | WINDOWS | REPLACE | SINGLE HUNG | ALUMINUM | INTERIOR ONLY | GRADE: HIGH | WINDOW SIZE: 4-8SQFT | QUANTITY
ELEVATION | ELEVATION | WINDOWS | REPLACE | SINGLE HUNG | ALUMINUM | INTERIOR ONLY | GRADE: HIGH | WINDOW SIZE: 9-12SQFT | QUANTITY
ELEVATION | ELEVATION | WINDOWS | REPLACE | SINGLE HUNG | ALUMINUM | INTERIOR ONLY | GRADE: HIGH | WINDOW SIZE: 13-19SQFT | QUANTITY
ELEVATION | ELEVATION | WINDOWS | REPLACE | SINGLE HUNG | ALUMINUM | INTERIOR ONLY | GRADE: HIGH | WINDOW SIZE: 20-28SQ FT | QUANTITY
ELEVATION | ELEVATION | WINDOWS | REPLACE | SINGLE HUNG | ALUMINUM | INTERIOR ONLY | GRADE: PREMIUM | WINDOW SIZE: 4-8SQFT | QUANTITY
ELEVATION | ELEVATION | WINDOWS | REPLACE | SINGLE HUNG | ALUMINUM | INTERIOR ONLY | GRADE: PREMIUM | WINDOW SIZE: 9-12SQFT | QUANTITY
ELEVATION | ELEVATION | WINDOWS | REPLACE | SINGLE HUNG | ALUMINUM | INTERIOR ONLY | GRADE: PREMIUM | WINDOW SIZE: 13-19SQFT | QUANTITY
ELEVATION | ELEVATION | WINDOWS | REPLACE | SINGLE HUNG | ALUMINUM | INTERIOR ONLY | GRADE: PREMIUM | WINDOW SIZE: 20-28SQ FT | QUANTITY
ELEVATION | ELEVATION | WINDOWS | REPLACE | SINGLE HUNG | ALUMINUM | INTERIOR OR EXTERIOR | GRADE: STANDARD | WINDOW SIZE: 4-8SQFT | QUANTITY
ELEVATION | ELEVATION | WINDOWS | REPLACE | SINGLE HUNG | ALUMINUM | INTERIOR OR EXTERIOR | GRADE: STANDARD | WINDOW SIZE: 9-12SQFT | QUANTITY
ELEVATION | ELEVATION | WINDOWS | REPLACE | SINGLE HUNG | ALUMINUM | INTERIOR OR EXTERIOR | GRADE: STANDARD | WINDOW SIZE: 13-19SQFT | QUANTITY
ELEVATION | ELEVATION | WINDOWS | REPLACE | SINGLE HUNG | ALUMINUM | INTERIOR OR EXTERIOR | GRADE: STANDARD | WINDOW SIZE: 20-28SQ FT | QUANTITY
ELEVATION | ELEVATION | WINDOWS | REPLACE | SINGLE HUNG | ALUMINUM | INTERIOR OR EXTERIOR | GRADE: HIGH | WINDOW SIZE: 4-8SQFT | QUANTITY
ELEVATION | ELEVATION | WINDOWS | REPLACE | SINGLE HUNG | ALUMINUM | INTERIOR OR EXTERIOR | GRADE: HIGH | WINDOW SIZE: 9-12SQFT | QUANTITY
ELEVATION | ELEVATION | WINDOWS | REPLACE | SINGLE HUNG | ALUMINUM | INTERIOR OR EXTERIOR | GRADE: HIGH | WINDOW SIZE: 13-19SQFT | QUANTITY
ELEVATION | ELEVATION | WINDOWS | REPLACE | SINGLE HUNG | ALUMINUM | INTERIOR OR EXTERIOR | GRADE: HIGH | WINDOW SIZE: 20-28SQ FT | QUANTITY
ELEVATION | ELEVATION | WINDOWS | REPLACE | SINGLE HUNG | ALUMINUM | INTERIOR OR EXTERIOR | GRADE: PREMIUM | WINDOW SIZE: 4-8SQFT | QUANTITY
ELEVATION | ELEVATION | WINDOWS | REPLACE | SINGLE HUNG | ALUMINUM | INTERIOR OR EXTERIOR | GRADE: PREMIUM | WINDOW SIZE: 9-12SQFT | QUANTITY
ELEVATION | ELEVATION | WINDOWS | REPLACE | SINGLE HUNG | ALUMINUM | INTERIOR OR EXTERIOR | GRADE: PREMIUM | WINDOW SIZE: 13-19SQFT | QUANTITY
ELEVATION | ELEVATION | WINDOWS | REPLACE | SINGLE HUNG | ALUMINUM | INTERIOR OR EXTERIOR | GRADE: PREMIUM | WINDOW SIZE: 20-28SQ FT | QUANTITY
ELEVATION | ELEVATION | WINDOWS | REPLACE | SINGLE HUNG | VINYL | INTERIOR ONLY | GRADE: STANDARD | WINDOW SIZE: 4-8SQFT | QUANTITY
ELEVATION | ELEVATION | WINDOWS | REPLACE | SINGLE HUNG | VINYL | INTERIOR ONLY | GRADE: STANDARD | WINDOW SIZE: 9-12SQFT | QUANTITY
ELEVATION | ELEVATION | WINDOWS | REPLACE | SINGLE HUNG | VINYL | INTERIOR ONLY | GRADE: STANDARD | WINDOW SIZE: 13-19SQFT | QUANTITY
ELEVATION | ELEVATION | WINDOWS | REPLACE | SINGLE HUNG | VINYL | INTERIOR ONLY | GRADE: STANDARD | WINDOW SIZE: 20-28SQ FT | QUANTITY
ELEVATION | ELEVATION | WINDOWS | REPLACE | SINGLE HUNG | VINYL | INTERIOR ONLY | GRADE: HIGH | WINDOW SIZE: 4-8SQFT | QUANTITY
ELEVATION | ELEVATION | WINDOWS | REPLACE | SINGLE HUNG | VINYL | INTERIOR ONLY | GRADE: HIGH | WINDOW SIZE: 9-12SQFT | QUANTITY
ELEVATION | ELEVATION | WINDOWS | REPLACE | SINGLE HUNG | VINYL | INTERIOR ONLY | GRADE: HIGH | WINDOW SIZE: 13-19SQFT | QUANTITY
ELEVATION | ELEVATION | WINDOWS | REPLACE | SINGLE HUNG | VINYL | INTERIOR ONLY | GRADE: HIGH | WINDOW SIZE: 20-28SQ FT | QUANTITY
ELEVATION | ELEVATION | WINDOWS | REPLACE | SINGLE HUNG | VINYL | INTERIOR ONLY | GRADE: PREMIUM | WINDOW SIZE: 4-8SQFT | QUANTITY
ELEVATION | ELEVATION | WINDOWS | REPLACE | SINGLE HUNG | VINYL | INTERIOR ONLY | GRADE: PREMIUM | WINDOW SIZE: 9-12SQFT | QUANTITY
ELEVATION | ELEVATION | WINDOWS | REPLACE | SINGLE HUNG | VINYL | INTERIOR ONLY | GRADE: PREMIUM | WINDOW SIZE: 13-19SQFT | QUANTITY
ELEVATION | ELEVATION | WINDOWS | REPLACE | SINGLE HUNG | VINYL | INTERIOR ONLY | GRADE: PREMIUM | WINDOW SIZE: 20-28SQ FT | QUANTITY
ELEVATION | ELEVATION | WINDOWS | REPLACE | SINGLE HUNG | VINYL | INTERIOR OR EXTERIOR | GRADE: STANDARD | WINDOW SIZE: 4-8SQFT | QUANTITY
ELEVATION | ELEVATION | WINDOWS | REPLACE | SINGLE HUNG | VINYL | INTERIOR OR EXTERIOR | GRADE: STANDARD | WINDOW SIZE: 9-12SQFT | QUANTITY
ELEVATION | ELEVATION | WINDOWS | REPLACE | SINGLE HUNG | VINYL | INTERIOR OR EXTERIOR | GRADE: STANDARD | WINDOW SIZE: 13-19SQFT | QUANTITY
ELEVATION | ELEVATION | WINDOWS | REPLACE | SINGLE HUNG | VINYL | INTERIOR OR EXTERIOR | GRADE: STANDARD | WINDOW SIZE: 20-28SQ FT | QUANTITY
ELEVATION | ELEVATION | WINDOWS | REPLACE | SINGLE HUNG | VINYL | INTERIOR OR EXTERIOR | GRADE: HIGH | WINDOW SIZE: 4-8SQFT | QUANTITY
ELEVATION | ELEVATION | WINDOWS | REPLACE | SINGLE HUNG | VINYL | INTERIOR OR EXTERIOR | GRADE: HIGH | WINDOW SIZE: 9-12SQFT | QUANTITY
ELEVATION | ELEVATION | WINDOWS | REPLACE | SINGLE HUNG | VINYL | INTERIOR OR EXTERIOR | GRADE: HIGH | WINDOW SIZE: 13-19SQFT | QUANTITY
ELEVATION | ELEVATION | WINDOWS | REPLACE | SINGLE HUNG | VINYL | INTERIOR OR EXTERIOR | GRADE: HIGH | WINDOW SIZE: 20-28SQ FT | QUANTITY
ELEVATION | ELEVATION | WINDOWS | REPLACE | SINGLE HUNG | VINYL | INTERIOR OR EXTERIOR | GRADE: PREMIUM | WINDOW SIZE: 4-8SQFT | QUANTITY
ELEVATION | ELEVATION | WINDOWS | REPLACE | SINGLE HUNG | VINYL | INTERIOR OR EXTERIOR | GRADE: PREMIUM | WINDOW SIZE: 9-12SQFT | QUANTITY
ELEVATION | ELEVATION | WINDOWS | REPLACE | SINGLE HUNG | VINYL | INTERIOR OR EXTERIOR | GRADE: PREMIUM | WINDOW SIZE: 13-19SQFT | QUANTITY
ELEVATION | ELEVATION | WINDOWS | REPLACE | SINGLE HUNG | VINYL | INTERIOR OR EXTERIOR | GRADE: PREMIUM | WINDOW SIZE: 20-28SQ FT | QUANTITY
ELEVATION | ELEVATION | WINDOWS | REPLACE | DOUBLE HUNG | WOOD | PAINTED | INTERIOR ONLY | GRADE: STANDARD | WINDOW SIZE: 4-8SQFT | QUANTITY
ELEVATION | ELEVATION | WINDOWS | REPLACE | DOUBLE HUNG | WOOD | PAINTED | INTERIOR ONLY | GRADE: STANDARD | WINDOW SIZE: 9-12SQFT | QUANTITY
ELEVATION | ELEVATION | WINDOWS | REPLACE | DOUBLE HUNG | WOOD | PAINTED | INTERIOR ONLY | GRADE: STANDARD | WINDOW SIZE: 13-19SQFT | QUANTITY
ELEVATION | ELEVATION | WINDOWS | REPLACE | DOUBLE HUNG | WOOD | PAINTED | INTERIOR ONLY | GRADE: STANDARD | WINDOW SIZE: 20-28SQ FT | QUANTITY
ELEVATION | ELEVATION | WINDOWS | REPLACE | DOUBLE HUNG | WOOD | PAINTED | INTERIOR ONLY | GRADE: HIGH | WINDOW SIZE: 4-8SQFT | QUANTITY
ELEVATION | ELEVATION | WINDOWS | REPLACE | DOUBLE HUNG | WOOD | PAINTED | INTERIOR ONLY | GRADE: HIGH | WINDOW SIZE: 9-12SQFT | QUANTITY
ELEVATION | ELEVATION | WINDOWS | REPLACE | DOUBLE HUNG | WOOD | PAINTED | INTERIOR ONLY | GRADE: HIGH | WINDOW SIZE: 13-19SQFT | QUANTITY
ELEVATION | ELEVATION | WINDOWS | REPLACE | DOUBLE HUNG | WOOD | PAINTED | INTERIOR ONLY | GRADE: HIGH | WINDOW SIZE: 20-28SQ FT | QUANTITY
ELEVATION | ELEVATION | WINDOWS | REPLACE | DOUBLE HUNG | WOOD | PAINTED | INTERIOR ONLY | GRADE: PREMIUM | WINDOW SIZE: 4-8SQFT | QUANTITY
ELEVATION | ELEVATION | WINDOWS | REPLACE | DOUBLE HUNG | WOOD | PAINTED | INTERIOR ONLY | GRADE: PREMIUM | WINDOW SIZE: 9-12SQFT | QUANTITY
ELEVATION | ELEVATION | WINDOWS | REPLACE | DOUBLE HUNG | WOOD | PAINTED | INTERIOR ONLY | GRADE: PREMIUM | WINDOW SIZE: 13-19SQFT | QUANTITY
ELEVATION | ELEVATION | WINDOWS | REPLACE | DOUBLE HUNG | WOOD | PAINTED | INTERIOR ONLY | GRADE: PREMIUM | WINDOW SIZE: 20-28SQ FT | QUANTITY
ELEVATION | ELEVATION | WINDOWS | REPLACE | DOUBLE HUNG | WOOD | PAINTED | INTERIOR OR EXTERIOR | GRADE: STANDARD | WINDOW SIZE: 4-8SQFT | QUANTITY
ELEVATION | ELEVATION | WINDOWS | REPLACE | DOUBLE HUNG | WOOD | PAINTED | INTERIOR OR EXTERIOR | GRADE: STANDARD | WINDOW SIZE: 9-12SQFT | QUANTITY
ELEVATION | ELEVATION | WINDOWS | REPLACE | DOUBLE HUNG | WOOD | PAINTED | INTERIOR OR EXTERIOR | GRADE: STANDARD | WINDOW SIZE: 13-19SQFT | QUANTITY
ELEVATION | ELEVATION | WINDOWS | REPLACE | DOUBLE HUNG | WOOD | PAINTED | INTERIOR OR EXTERIOR | GRADE: STANDARD | WINDOW SIZE: 20-28SQ FT | QUANTITY
ELEVATION | ELEVATION | WINDOWS | REPLACE | DOUBLE HUNG | WOOD | PAINTED | INTERIOR OR EXTERIOR | GRADE: HIGH | WINDOW SIZE: 4-8SQFT | QUANTITY
ELEVATION | ELEVATION | WINDOWS | REPLACE | DOUBLE HUNG | WOOD | PAINTED | INTERIOR OR EXTERIOR | GRADE: HIGH | WINDOW SIZE: 9-12SQFT | QUANTITY
ELEVATION | ELEVATION | WINDOWS | REPLACE | DOUBLE HUNG | WOOD | PAINTED | INTERIOR OR EXTERIOR | GRADE: HIGH | WINDOW SIZE: 13-19SQFT | QUANTITY
ELEVATION | ELEVATION | WINDOWS | REPLACE | DOUBLE HUNG | WOOD | PAINTED | INTERIOR OR EXTERIOR | GRADE: HIGH | WINDOW SIZE: 20-28SQ FT | QUANTITY
ELEVATION | ELEVATION | WINDOWS | REPLACE | DOUBLE HUNG | WOOD | PAINTED | INTERIOR OR EXTERIOR | GRADE: PREMIUM | WINDOW SIZE: 4-8SQFT | QUANTITY
ELEVATION | ELEVATION | WINDOWS | REPLACE | DOUBLE HUNG | WOOD | PAINTED | INTERIOR OR EXTERIOR | GRADE: PREMIUM | WINDOW SIZE: 9-12SQFT | QUANTITY
ELEVATION | ELEVATION | WINDOWS | REPLACE | DOUBLE HUNG | WOOD | PAINTED | INTERIOR OR EXTERIOR | GRADE: PREMIUM | WINDOW SIZE: 13-19SQFT | QUANTITY
ELEVATION | ELEVATION | WINDOWS | REPLACE | DOUBLE HUNG | WOOD | PAINTED | INTERIOR OR EXTERIOR | GRADE: PREMIUM | WINDOW SIZE: 20-28SQ FT | QUANTITY
ELEVATION | ELEVATION | WINDOWS | REPLACE | DOUBLE HUNG | WOOD | STAINED | INTERIOR ONLY | GRADE: STANDARD | WINDOW SIZE: 4-8SQFT | QUANTITY
ELEVATION | ELEVATION | WINDOWS | REPLACE | DOUBLE HUNG | WOOD | STAINED | INTERIOR ONLY | GRADE: STANDARD | WINDOW SIZE: 9-12SQFT | QUANTITY
ELEVATION | ELEVATION | WINDOWS | REPLACE | DOUBLE HUNG | WOOD | STAINED | INTERIOR ONLY | GRADE: STANDARD | WINDOW SIZE: 13-19SQFT | QUANTITY
ELEVATION | ELEVATION | WINDOWS | REPLACE | DOUBLE HUNG | WOOD | STAINED | INTERIOR ONLY | GRADE: STANDARD | WINDOW SIZE: 20-28SQ FT | QUANTITY
ELEVATION | ELEVATION | WINDOWS | REPLACE | DOUBLE HUNG | WOOD | STAINED | INTERIOR ONLY | GRADE: HIGH | WINDOW SIZE: 4-8SQFT | QUANTITY
ELEVATION | ELEVATION | WINDOWS | REPLACE | DOUBLE HUNG | WOOD | STAINED | INTERIOR ONLY | GRADE: HIGH | WINDOW SIZE: 9-12SQFT | QUANTITY
ELEVATION | ELEVATION | WINDOWS | REPLACE | DOUBLE HUNG | WOOD | STAINED | INTERIOR ONLY | GRADE: HIGH | WINDOW SIZE: 13-19SQFT | QUANTITY
ELEVATION | ELEVATION | WINDOWS | REPLACE | DOUBLE HUNG | WOOD | STAINED | INTERIOR ONLY | GRADE: HIGH | WINDOW SIZE: 20-28SQ FT | QUANTITY
ELEVATION | ELEVATION | WINDOWS | REPLACE | DOUBLE HUNG | WOOD | STAINED | INTERIOR ONLY | GRADE: PREMIUM | WINDOW SIZE: 4-8SQFT | QUANTITY
ELEVATION | ELEVATION | WINDOWS | REPLACE | DOUBLE HUNG | WOOD | STAINED | INTERIOR ONLY | GRADE: PREMIUM | WINDOW SIZE: 9-12SQFT | QUANTITY
ELEVATION | ELEVATION | WINDOWS | REPLACE | DOUBLE HUNG | WOOD | STAINED | INTERIOR ONLY | GRADE: PREMIUM | WINDOW SIZE: 13-19SQFT | QUANTITY
ELEVATION | ELEVATION | WINDOWS | REPLACE | DOUBLE HUNG | WOOD | STAINED | INTERIOR ONLY | GRADE: PREMIUM | WINDOW SIZE: 20-28SQ FT | QUANTITY
ELEVATION | ELEVATION | WINDOWS | REPLACE | DOUBLE HUNG | WOOD | STAINED | INTERIOR OR EXTERIOR | GRADE: STANDARD | WINDOW SIZE: 4-8SQFT | QUANTITY
ELEVATION | ELEVATION | WINDOWS | REPLACE | DOUBLE HUNG | WOOD | STAINED | INTERIOR OR EXTERIOR | GRADE: STANDARD | WINDOW SIZE: 9-12SQFT | QUANTITY
ELEVATION | ELEVATION | WINDOWS | REPLACE | DOUBLE HUNG | WOOD | STAINED | INTERIOR OR EXTERIOR | GRADE: STANDARD | WINDOW SIZE: 13-19SQFT | QUANTITY
ELEVATION | ELEVATION | WINDOWS | REPLACE | DOUBLE HUNG | WOOD | STAINED | INTERIOR OR EXTERIOR | GRADE: STANDARD | WINDOW SIZE: 20-28SQ FT | QUANTITY
ELEVATION | ELEVATION | WINDOWS | REPLACE | DOUBLE HUNG | WOOD | STAINED | INTERIOR OR EXTERIOR | GRADE: HIGH | WINDOW SIZE: 4-8SQFT | QUANTITY
ELEVATION | ELEVATION | WINDOWS | REPLACE | DOUBLE HUNG | WOOD | STAINED | INTERIOR OR EXTERIOR | GRADE: HIGH | WINDOW SIZE: 9-12SQFT | QUANTITY
ELEVATION | ELEVATION | WINDOWS | REPLACE | DOUBLE HUNG | WOOD | STAINED | INTERIOR OR EXTERIOR | GRADE: HIGH | WINDOW SIZE: 13-19SQFT | QUANTITY
ELEVATION | ELEVATION | WINDOWS | REPLACE | DOUBLE HUNG | WOOD | STAINED | INTERIOR OR EXTERIOR | GRADE: HIGH | WINDOW SIZE: 20-28SQ FT | QUANTITY
ELEVATION | ELEVATION | WINDOWS | REPLACE | DOUBLE HUNG | WOOD | STAINED | INTERIOR OR EXTERIOR | GRADE: PREMIUM | WINDOW SIZE: 4-8SQFT | QUANTITY
ELEVATION | ELEVATION | WINDOWS | REPLACE | DOUBLE HUNG | WOOD | STAINED | INTERIOR OR EXTERIOR | GRADE: PREMIUM | WINDOW SIZE: 9-12SQFT | QUANTITY
ELEVATION | ELEVATION | WINDOWS | REPLACE | DOUBLE HUNG | WOOD | STAINED | INTERIOR OR EXTERIOR | GRADE: PREMIUM | WINDOW SIZE: 13-19SQFT | QUANTITY
ELEVATION | ELEVATION | WINDOWS | REPLACE | DOUBLE HUNG | WOOD | STAINED | INTERIOR OR EXTERIOR | GRADE: PREMIUM | WINDOW SIZE: 20-28SQ FT | QUANTITY
ELEVATION | ELEVATION | WINDOWS | REPLACE | DOUBLE HUNG | ALUMINUM | INTERIOR ONLY | GRADE: STANDARD | WINDOW SIZE: 4-8SQFT | QUANTITY
ELEVATION | ELEVATION | WINDOWS | REPLACE | DOUBLE HUNG | ALUMINUM | INTERIOR ONLY | GRADE: STANDARD | WINDOW SIZE: 9-12SQFT | QUANTITY
ELEVATION | ELEVATION | WINDOWS | REPLACE | DOUBLE HUNG | ALUMINUM | INTERIOR ONLY | GRADE: STANDARD | WINDOW SIZE: 13-19SQFT | QUANTITY
ELEVATION | ELEVATION | WINDOWS | REPLACE | DOUBLE HUNG | ALUMINUM | INTERIOR ONLY | GRADE: STANDARD | WINDOW SIZE: 20-28SQ FT | QUANTITY
ELEVATION | ELEVATION | WINDOWS | REPLACE | DOUBLE HUNG | ALUMINUM | INTERIOR ONLY | GRADE: HIGH | WINDOW SIZE: 4-8SQFT | QUANTITY
ELEVATION | ELEVATION | WINDOWS | REPLACE | DOUBLE HUNG | ALUMINUM | INTERIOR ONLY | GRADE: HIGH | WINDOW SIZE: 9-12SQFT | QUANTITY
ELEVATION | ELEVATION | WINDOWS | REPLACE | DOUBLE HUNG | ALUMINUM | INTERIOR ONLY | GRADE: HIGH | WINDOW SIZE: 13-19SQFT | QUANTITY
ELEVATION | ELEVATION | WINDOWS | REPLACE | DOUBLE HUNG | ALUMINUM | INTERIOR ONLY | GRADE: HIGH | WINDOW SIZE: 20-28SQ FT | QUANTITY
ELEVATION | ELEVATION | WINDOWS | REPLACE | DOUBLE HUNG | ALUMINUM | INTERIOR ONLY | GRADE: PREMIUM | WINDOW SIZE: 4-8SQFT | QUANTITY
ELEVATION | ELEVATION | WINDOWS | REPLACE | DOUBLE HUNG | ALUMINUM | INTERIOR ONLY | GRADE: PREMIUM | WINDOW SIZE: 9-12SQFT | QUANTITY
ELEVATION | ELEVATION | WINDOWS | REPLACE | DOUBLE HUNG | ALUMINUM | INTERIOR ONLY | GRADE: PREMIUM | WINDOW SIZE: 13-19SQFT | QUANTITY
ELEVATION | ELEVATION | WINDOWS | REPLACE | DOUBLE HUNG | ALUMINUM | INTERIOR ONLY | GRADE: PREMIUM | WINDOW SIZE: 20-28SQ FT | QUANTITY
ELEVATION | ELEVATION | WINDOWS | REPLACE | DOUBLE HUNG | ALUMINUM | INTERIOR OR EXTERIOR | GRADE: STANDARD | WINDOW SIZE: 4-8SQFT | QUANTITY
ELEVATION | ELEVATION | WINDOWS | REPLACE | DOUBLE HUNG | ALUMINUM | INTERIOR OR EXTERIOR | GRADE: STANDARD | WINDOW SIZE: 9-12SQFT | QUANTITY
ELEVATION | ELEVATION | WINDOWS | REPLACE | DOUBLE HUNG | ALUMINUM | INTERIOR OR EXTERIOR | GRADE: STANDARD | WINDOW SIZE: 13-19SQFT | QUANTITY
ELEVATION | ELEVATION | WINDOWS | REPLACE | DOUBLE HUNG | ALUMINUM | INTERIOR OR EXTERIOR | GRADE: STANDARD | WINDOW SIZE: 20-28SQ FT | QUANTITY
ELEVATION | ELEVATION | WINDOWS | REPLACE | DOUBLE HUNG | ALUMINUM | INTERIOR OR EXTERIOR | GRADE: HIGH | WINDOW SIZE: 4-8SQFT | QUANTITY
ELEVATION | ELEVATION | WINDOWS | REPLACE | DOUBLE HUNG | ALUMINUM | INTERIOR OR EXTERIOR | GRADE: HIGH | WINDOW SIZE: 9-12SQFT | QUANTITY
ELEVATION | ELEVATION | WINDOWS | REPLACE | DOUBLE HUNG | ALUMINUM | INTERIOR OR EXTERIOR | GRADE: HIGH | WINDOW SIZE: 13-19SQFT | QUANTITY
ELEVATION | ELEVATION | WINDOWS | REPLACE | DOUBLE HUNG | ALUMINUM | INTERIOR OR EXTERIOR | GRADE: HIGH | WINDOW SIZE: 20-28SQ FT | QUANTITY
ELEVATION | ELEVATION | WINDOWS | REPLACE | DOUBLE HUNG | ALUMINUM | INTERIOR OR EXTERIOR | GRADE: PREMIUM | WINDOW SIZE: 4-8SQFT | QUANTITY
ELEVATION | ELEVATION | WINDOWS | REPLACE | DOUBLE HUNG | ALUMINUM | INTERIOR OR EXTERIOR | GRADE: PREMIUM | WINDOW SIZE: 9-12SQFT | QUANTITY
ELEVATION | ELEVATION | WINDOWS | REPLACE | DOUBLE HUNG | ALUMINUM | INTERIOR OR EXTERIOR | GRADE: PREMIUM | WINDOW SIZE: 13-19SQFT | QUANTITY
ELEVATION | ELEVATION | WINDOWS | REPLACE | DOUBLE HUNG | ALUMINUM | INTERIOR OR EXTERIOR | GRADE: PREMIUM | WINDOW SIZE: 20-28SQ FT | QUANTITY
ELEVATION | ELEVATION | WINDOWS | REPLACE | DOUBLE HUNG | VINYL | INTERIOR ONLY | GRADE: STANDARD | WINDOW SIZE: 4-8SQFT | QUANTITY
ELEVATION | ELEVATION | WINDOWS | REPLACE | DOUBLE HUNG | VINYL | INTERIOR ONLY | GRADE: STANDARD | WINDOW SIZE: 9-12SQFT | QUANTITY
ELEVATION | ELEVATION | WINDOWS | REPLACE | DOUBLE HUNG | VINYL | INTERIOR ONLY | GRADE: STANDARD | WINDOW SIZE: 13-19SQFT | QUANTITY
ELEVATION | ELEVATION | WINDOWS | REPLACE | DOUBLE HUNG | VINYL | INTERIOR ONLY | GRADE: STANDARD | WINDOW SIZE: 20-28SQ FT | QUANTITY
ELEVATION | ELEVATION | WINDOWS | REPLACE | DOUBLE HUNG | VINYL | INTERIOR ONLY | GRADE: HIGH | WINDOW SIZE: 4-8SQFT | QUANTITY
ELEVATION | ELEVATION | WINDOWS | REPLACE | DOUBLE HUNG | VINYL | INTERIOR ONLY | GRADE: HIGH | WINDOW SIZE: 9-12SQFT | QUANTITY
ELEVATION | ELEVATION | WINDOWS | REPLACE | DOUBLE HUNG | VINYL | INTERIOR ONLY | GRADE: HIGH | WINDOW SIZE: 13-19SQFT | QUANTITY
ELEVATION | ELEVATION | WINDOWS | REPLACE | DOUBLE HUNG | VINYL | INTERIOR ONLY | GRADE: HIGH | WINDOW SIZE: 20-28SQ FT | QUANTITY
ELEVATION | ELEVATION | WINDOWS | REPLACE | DOUBLE HUNG | VINYL | INTERIOR ONLY | GRADE: PREMIUM | WINDOW SIZE: 4-8SQFT | QUANTITY
ELEVATION | ELEVATION | WINDOWS | REPLACE | DOUBLE HUNG | VINYL | INTERIOR ONLY | GRADE: PREMIUM | WINDOW SIZE: 9-12SQFT | QUANTITY
ELEVATION | ELEVATION | WINDOWS | REPLACE | DOUBLE HUNG | VINYL | INTERIOR ONLY | GRADE: PREMIUM | WINDOW SIZE: 13-19SQFT | QUANTITY
ELEVATION | ELEVATION | WINDOWS | REPLACE | DOUBLE HUNG | VINYL | INTERIOR ONLY | GRADE: PREMIUM | WINDOW SIZE: 20-28SQ FT | QUANTITY
ELEVATION | ELEVATION | WINDOWS | REPLACE | DOUBLE HUNG | VINYL | INTERIOR OR EXTERIOR | GRADE: STANDARD | WINDOW SIZE: 4-8SQFT | QUANTITY
ELEVATION | ELEVATION | WINDOWS | REPLACE | DOUBLE HUNG | VINYL | INTERIOR OR EXTERIOR | GRADE: STANDARD | WINDOW SIZE: 9-12SQFT | QUANTITY
ELEVATION | ELEVATION | WINDOWS | REPLACE | DOUBLE HUNG | VINYL | INTERIOR OR EXTERIOR | GRADE: STANDARD | WINDOW SIZE: 13-19SQFT | QUANTITY
ELEVATION | ELEVATION | WINDOWS | REPLACE | DOUBLE HUNG | VINYL | INTERIOR OR EXTERIOR | GRADE: STANDARD | WINDOW SIZE: 20-28SQ FT | QUANTITY
ELEVATION | ELEVATION | WINDOWS | REPLACE | DOUBLE HUNG | VINYL | INTERIOR OR EXTERIOR | GRADE: HIGH | WINDOW SIZE: 4-8SQFT | QUANTITY
ELEVATION | ELEVATION | WINDOWS | REPLACE | DOUBLE HUNG | VINYL | INTERIOR OR EXTERIOR | GRADE: HIGH | WINDOW SIZE: 9-12SQFT | QUANTITY
ELEVATION | ELEVATION | WINDOWS | REPLACE | DOUBLE HUNG | VINYL | INTERIOR OR EXTERIOR | GRADE: HIGH | WINDOW SIZE: 13-19SQFT | QUANTITY
ELEVATION | ELEVATION | WINDOWS | REPLACE | DOUBLE HUNG | VINYL | INTERIOR OR EXTERIOR | GRADE: HIGH | WINDOW SIZE: 20-28SQ FT | QUANTITY
ELEVATION | ELEVATION | WINDOWS | REPLACE | DOUBLE HUNG | VINYL | INTERIOR OR EXTERIOR | GRADE: PREMIUM | WINDOW SIZE: 4-8SQFT | QUANTITY
ELEVATION | ELEVATION | WINDOWS | REPLACE | DOUBLE HUNG | VINYL | INTERIOR OR EXTERIOR | GRADE: PREMIUM | WINDOW SIZE: 9-12SQFT | QUANTITY
ELEVATION | ELEVATION | WINDOWS | REPLACE | DOUBLE HUNG | VINYL | INTERIOR OR EXTERIOR | GRADE: PREMIUM | WINDOW SIZE: 13-19SQFT | QUANTITY
ELEVATION | ELEVATION | WINDOWS | REPLACE | DOUBLE HUNG | VINYL | INTERIOR OR EXTERIOR | GRADE: PREMIUM | WINDOW SIZE: 20-28SQ FT | QUANTITY
ELEVATION | ELEVATION | WINDOWS | REPLACE | AWNING | WOOD | PAINTED | INTERIOR ONLY | GRADE: STANDARD | WINDOW SIZE: 4-8SQFT | QUANTITY
ELEVATION | ELEVATION | WINDOWS | REPLACE | AWNING | WOOD | PAINTED | INTERIOR ONLY | GRADE: STANDARD | WINDOW SIZE: 9-12SQFT | QUANTITY
ELEVATION | ELEVATION | WINDOWS | REPLACE | AWNING | WOOD | PAINTED | INTERIOR ONLY | GRADE: STANDARD | WINDOW SIZE: 13-19SQFT | QUANTITY
ELEVATION | ELEVATION | WINDOWS | REPLACE | AWNING | WOOD | PAINTED | INTERIOR ONLY | GRADE: STANDARD | WINDOW SIZE: 20-28SQ FT | QUANTITY
ELEVATION | ELEVATION | WINDOWS | REPLACE | AWNING | WOOD | PAINTED | INTERIOR ONLY | GRADE: HIGH | WINDOW SIZE: 4-8SQFT | QUANTITY
ELEVATION | ELEVATION | WINDOWS | REPLACE | AWNING | WOOD | PAINTED | INTERIOR ONLY | GRADE: HIGH | WINDOW SIZE: 9-12SQFT | QUANTITY
ELEVATION | ELEVATION | WINDOWS | REPLACE | AWNING | WOOD | PAINTED | INTERIOR ONLY | GRADE: HIGH | WINDOW SIZE: 13-19SQFT | QUANTITY
ELEVATION | ELEVATION | WINDOWS | REPLACE | AWNING | WOOD | PAINTED | INTERIOR ONLY | GRADE: HIGH | WINDOW SIZE: 20-28SQ FT | QUANTITY
ELEVATION | ELEVATION | WINDOWS | REPLACE | AWNING | WOOD | PAINTED | INTERIOR ONLY | GRADE: PREMIUM | WINDOW SIZE: 4-8SQFT | QUANTITY
ELEVATION | ELEVATION | WINDOWS | REPLACE | AWNING | WOOD | PAINTED | INTERIOR ONLY | GRADE: PREMIUM | WINDOW SIZE: 9-12SQFT | QUANTITY
ELEVATION | ELEVATION | WINDOWS | REPLACE | AWNING | WOOD | PAINTED | INTERIOR ONLY | GRADE: PREMIUM | WINDOW SIZE: 13-19SQFT | QUANTITY
ELEVATION | ELEVATION | WINDOWS | REPLACE | AWNING | WOOD | PAINTED | INTERIOR ONLY | GRADE: PREMIUM | WINDOW SIZE: 20-28SQ FT | QUANTITY
ELEVATION | ELEVATION | WINDOWS | REPLACE | AWNING | WOOD | PAINTED | INTERIOR OR EXTERIOR | GRADE: STANDARD | WINDOW SIZE: 4-8SQFT | QUANTITY
ELEVATION | ELEVATION | WINDOWS | REPLACE | AWNING | WOOD | PAINTED | INTERIOR OR EXTERIOR | GRADE: STANDARD | WINDOW SIZE: 9-12SQFT | QUANTITY
ELEVATION | ELEVATION | WINDOWS | REPLACE | AWNING | WOOD | PAINTED | INTERIOR OR EXTERIOR | GRADE: STANDARD | WINDOW SIZE: 13-19SQFT | QUANTITY
ELEVATION | ELEVATION | WINDOWS | REPLACE | AWNING | WOOD | PAINTED | INTERIOR OR EXTERIOR | GRADE: STANDARD | WINDOW SIZE: 20-28SQ FT | QUANTITY
ELEVATION | ELEVATION | WINDOWS | REPLACE | AWNING | WOOD | PAINTED | INTERIOR OR EXTERIOR | GRADE: HIGH | WINDOW SIZE: 4-8SQFT | QUANTITY
ELEVATION | ELEVATION | WINDOWS | REPLACE | AWNING | WOOD | PAINTED | INTERIOR OR EXTERIOR | GRADE: HIGH | WINDOW SIZE: 9-12SQFT | QUANTITY
ELEVATION | ELEVATION | WINDOWS | REPLACE | AWNING | WOOD | PAINTED | INTERIOR OR EXTERIOR | GRADE: HIGH | WINDOW SIZE: 13-19SQFT | QUANTITY
ELEVATION | ELEVATION | WINDOWS | REPLACE | AWNING | WOOD | PAINTED | INTERIOR OR EXTERIOR | GRADE: HIGH | WINDOW SIZE: 20-28SQ FT | QUANTITY
ELEVATION | ELEVATION | WINDOWS | REPLACE | AWNING | WOOD | PAINTED | INTERIOR OR EXTERIOR | GRADE: PREMIUM | WINDOW SIZE: 4-8SQFT | QUANTITY
ELEVATION | ELEVATION | WINDOWS | REPLACE | AWNING | WOOD | PAINTED | INTERIOR OR EXTERIOR | GRADE: PREMIUM | WINDOW SIZE: 9-12SQFT | QUANTITY
ELEVATION | ELEVATION | WINDOWS | REPLACE | AWNING | WOOD | PAINTED | INTERIOR OR EXTERIOR | GRADE: PREMIUM | WINDOW SIZE: 13-19SQFT | QUANTITY
ELEVATION | ELEVATION | WINDOWS | REPLACE | AWNING | WOOD | PAINTED | INTERIOR OR EXTERIOR | GRADE: PREMIUM | WINDOW SIZE: 20-28SQ FT | QUANTITY
ELEVATION | ELEVATION | WINDOWS | REPLACE | AWNING | WOOD | STAINED | INTERIOR ONLY | GRADE: STANDARD | WINDOW SIZE: 4-8SQFT | QUANTITY
ELEVATION | ELEVATION | WINDOWS | REPLACE | AWNING | WOOD | STAINED | INTERIOR ONLY | GRADE: STANDARD | WINDOW SIZE: 9-12SQFT | QUANTITY
ELEVATION | ELEVATION | WINDOWS | REPLACE | AWNING | WOOD | STAINED | INTERIOR ONLY | GRADE: STANDARD | WINDOW SIZE: 13-19SQFT | QUANTITY
ELEVATION | ELEVATION | WINDOWS | REPLACE | AWNING | WOOD | STAINED | INTERIOR ONLY | GRADE: STANDARD | WINDOW SIZE: 20-28SQ FT | QUANTITY
ELEVATION | ELEVATION | WINDOWS | REPLACE | AWNING | WOOD | STAINED | INTERIOR ONLY | GRADE: HIGH | WINDOW SIZE: 4-8SQFT | QUANTITY
ELEVATION | ELEVATION | WINDOWS | REPLACE | AWNING | WOOD | STAINED | INTERIOR ONLY | GRADE: HIGH | WINDOW SIZE: 9-12SQFT | QUANTITY
ELEVATION | ELEVATION | WINDOWS | REPLACE | AWNING | WOOD | STAINED | INTERIOR ONLY | GRADE: HIGH | WINDOW SIZE: 13-19SQFT | QUANTITY
ELEVATION | ELEVATION | WINDOWS | REPLACE | AWNING | WOOD | STAINED | INTERIOR ONLY | GRADE: HIGH | WINDOW SIZE: 20-28SQ FT | QUANTITY
ELEVATION | ELEVATION | WINDOWS | REPLACE | AWNING | WOOD | STAINED | INTERIOR ONLY | GRADE: PREMIUM | WINDOW SIZE: 4-8SQFT | QUANTITY
ELEVATION | ELEVATION | WINDOWS | REPLACE | AWNING | WOOD | STAINED | INTERIOR ONLY | GRADE: PREMIUM | WINDOW SIZE: 9-12SQFT | QUANTITY
ELEVATION | ELEVATION | WINDOWS | REPLACE | AWNING | WOOD | STAINED | INTERIOR ONLY | GRADE: PREMIUM | WINDOW SIZE: 13-19SQFT | QUANTITY
ELEVATION | ELEVATION | WINDOWS | REPLACE | AWNING | WOOD | STAINED | INTERIOR ONLY | GRADE: PREMIUM | WINDOW SIZE: 20-28SQ FT | QUANTITY
ELEVATION | ELEVATION | WINDOWS | REPLACE | AWNING | WOOD | STAINED | INTERIOR OR EXTERIOR | GRADE: STANDARD | WINDOW SIZE: 4-8SQFT | QUANTITY
ELEVATION | ELEVATION | WINDOWS | REPLACE | AWNING | WOOD | STAINED | INTERIOR OR EXTERIOR | GRADE: STANDARD | WINDOW SIZE: 9-12SQFT | QUANTITY
ELEVATION | ELEVATION | WINDOWS | REPLACE | AWNING | WOOD | STAINED | INTERIOR OR EXTERIOR | GRADE: STANDARD | WINDOW SIZE: 13-19SQFT | QUANTITY
ELEVATION | ELEVATION | WINDOWS | REPLACE | AWNING | WOOD | STAINED | INTERIOR OR EXTERIOR | GRADE: STANDARD | WINDOW SIZE: 20-28SQ FT | QUANTITY
ELEVATION | ELEVATION | WINDOWS | REPLACE | AWNING | WOOD | STAINED | INTERIOR OR EXTERIOR | GRADE: HIGH | WINDOW SIZE: 4-8SQFT | QUANTITY
ELEVATION | ELEVATION | WINDOWS | REPLACE | AWNING | WOOD | STAINED | INTERIOR OR EXTERIOR | GRADE: HIGH | WINDOW SIZE: 9-12SQFT | QUANTITY
ELEVATION | ELEVATION | WINDOWS | REPLACE | AWNING | WOOD | STAINED | INTERIOR OR EXTERIOR | GRADE: HIGH | WINDOW SIZE: 13-19SQFT | QUANTITY
ELEVATION | ELEVATION | WINDOWS | REPLACE | AWNING | WOOD | STAINED | INTERIOR OR EXTERIOR | GRADE: HIGH | WINDOW SIZE: 20-28SQ FT | QUANTITY
ELEVATION | ELEVATION | WINDOWS | REPLACE | AWNING | WOOD | STAINED | INTERIOR OR EXTERIOR | GRADE: PREMIUM | WINDOW SIZE: 4-8SQFT | QUANTITY
ELEVATION | ELEVATION | WINDOWS | REPLACE | AWNING | WOOD | STAINED | INTERIOR OR EXTERIOR | GRADE: PREMIUM | WINDOW SIZE: 9-12SQFT | QUANTITY
ELEVATION | ELEVATION | WINDOWS | REPLACE | AWNING | WOOD | STAINED | INTERIOR OR EXTERIOR | GRADE: PREMIUM | WINDOW SIZE: 13-19SQFT | QUANTITY
ELEVATION | ELEVATION | WINDOWS | REPLACE | AWNING | WOOD | STAINED | INTERIOR OR EXTERIOR | GRADE: PREMIUM | WINDOW SIZE: 20-28SQ FT | QUANTITY
ELEVATION | ELEVATION | WINDOWS | REPLACE | AWNING | ALUMINUM | INTERIOR ONLY | GRADE: STANDARD | WINDOW SIZE: 4-8SQFT | QUANTITY
ELEVATION | ELEVATION | WINDOWS | REPLACE | AWNING | ALUMINUM | INTERIOR ONLY | GRADE: STANDARD | WINDOW SIZE: 9-12SQFT | QUANTITY
ELEVATION | ELEVATION | WINDOWS | REPLACE | AWNING | ALUMINUM | INTERIOR ONLY | GRADE: STANDARD | WINDOW SIZE: 13-19SQFT | QUANTITY
ELEVATION | ELEVATION | WINDOWS | REPLACE | AWNING | ALUMINUM | INTERIOR ONLY | GRADE: STANDARD | WINDOW SIZE: 20-28SQ FT | QUANTITY
ELEVATION | ELEVATION | WINDOWS | REPLACE | AWNING | ALUMINUM | INTERIOR ONLY | GRADE: HIGH | WINDOW SIZE: 4-8SQFT | QUANTITY
ELEVATION | ELEVATION | WINDOWS | REPLACE | AWNING | ALUMINUM | INTERIOR ONLY | GRADE: HIGH | WINDOW SIZE: 9-12SQFT | QUANTITY
ELEVATION | ELEVATION | WINDOWS | REPLACE | AWNING | ALUMINUM | INTERIOR ONLY | GRADE: HIGH | WINDOW SIZE: 13-19SQFT | QUANTITY
ELEVATION | ELEVATION | WINDOWS | REPLACE | AWNING | ALUMINUM | INTERIOR ONLY | GRADE: HIGH | WINDOW SIZE: 20-28SQ FT | QUANTITY
ELEVATION | ELEVATION | WINDOWS | REPLACE | AWNING | ALUMINUM | INTERIOR ONLY | GRADE: PREMIUM | WINDOW SIZE: 4-8SQFT | QUANTITY
ELEVATION | ELEVATION | WINDOWS | REPLACE | AWNING | ALUMINUM | INTERIOR ONLY | GRADE: PREMIUM | WINDOW SIZE: 9-12SQFT | QUANTITY
ELEVATION | ELEVATION | WINDOWS | REPLACE | AWNING | ALUMINUM | INTERIOR ONLY | GRADE: PREMIUM | WINDOW SIZE: 13-19SQFT | QUANTITY
ELEVATION | ELEVATION | WINDOWS | REPLACE | AWNING | ALUMINUM | INTERIOR ONLY | GRADE: PREMIUM | WINDOW SIZE: 20-28SQ FT | QUANTITY
ELEVATION | ELEVATION | WINDOWS | REPLACE | AWNING | ALUMINUM | INTERIOR OR EXTERIOR | GRADE: STANDARD | WINDOW SIZE: 4-8SQFT | QUANTITY
ELEVATION | ELEVATION | WINDOWS | REPLACE | AWNING | ALUMINUM | INTERIOR OR EXTERIOR | GRADE: STANDARD | WINDOW SIZE: 9-12SQFT | QUANTITY
ELEVATION | ELEVATION | WINDOWS | REPLACE | AWNING | ALUMINUM | INTERIOR OR EXTERIOR | GRADE: STANDARD | WINDOW SIZE: 13-19SQFT | QUANTITY
ELEVATION | ELEVATION | WINDOWS | REPLACE | AWNING | ALUMINUM | INTERIOR OR EXTERIOR | GRADE: STANDARD | WINDOW SIZE: 20-28SQ FT | QUANTITY
ELEVATION | ELEVATION | WINDOWS | REPLACE | AWNING | ALUMINUM | INTERIOR OR EXTERIOR | GRADE: HIGH | WINDOW SIZE: 4-8SQFT | QUANTITY
ELEVATION | ELEVATION | WINDOWS | REPLACE | AWNING | ALUMINUM | INTERIOR OR EXTERIOR | GRADE: HIGH | WINDOW SIZE: 9-12SQFT | QUANTITY
ELEVATION | ELEVATION | WINDOWS | REPLACE | AWNING | ALUMINUM | INTERIOR OR EXTERIOR | GRADE: HIGH | WINDOW SIZE: 13-19SQFT | QUANTITY
ELEVATION | ELEVATION | WINDOWS | REPLACE | AWNING | ALUMINUM | INTERIOR OR EXTERIOR | GRADE: HIGH | WINDOW SIZE: 20-28SQ FT | QUANTITY
ELEVATION | ELEVATION | WINDOWS | REPLACE | AWNING | ALUMINUM | INTERIOR OR EXTERIOR | GRADE: PREMIUM | WINDOW SIZE: 4-8SQFT | QUANTITY
ELEVATION | ELEVATION | WINDOWS | REPLACE | AWNING | ALUMINUM | INTERIOR OR EXTERIOR | GRADE: PREMIUM | WINDOW SIZE: 9-12SQFT | QUANTITY
ELEVATION | ELEVATION | WINDOWS | REPLACE | AWNING | ALUMINUM | INTERIOR OR EXTERIOR | GRADE: PREMIUM | WINDOW SIZE: 13-19SQFT | QUANTITY
ELEVATION | ELEVATION | WINDOWS | REPLACE | AWNING | ALUMINUM | INTERIOR OR EXTERIOR | GRADE: PREMIUM | WINDOW SIZE: 20-28SQ FT | QUANTITY
ELEVATION | ELEVATION | WINDOWS | REPLACE | AWNING | VINYL | INTERIOR ONLY | GRADE: STANDARD | WINDOW SIZE: 4-8SQFT | QUANTITY
ELEVATION | ELEVATION | WINDOWS | REPLACE | AWNING | VINYL | INTERIOR ONLY | GRADE: STANDARD | WINDOW SIZE: 9-12SQFT | QUANTITY
ELEVATION | ELEVATION | WINDOWS | REPLACE | AWNING | VINYL | INTERIOR ONLY | GRADE: STANDARD | WINDOW SIZE: 13-19SQFT | QUANTITY
ELEVATION | ELEVATION | WINDOWS | REPLACE | AWNING | VINYL | INTERIOR ONLY | GRADE: STANDARD | WINDOW SIZE: 20-28SQ FT | QUANTITY
ELEVATION | ELEVATION | WINDOWS | REPLACE | AWNING | VINYL | INTERIOR ONLY | GRADE: HIGH | WINDOW SIZE: 4-8SQFT | QUANTITY
ELEVATION | ELEVATION | WINDOWS | REPLACE | AWNING | VINYL | INTERIOR ONLY | GRADE: HIGH | WINDOW SIZE: 9-12SQFT | QUANTITY
ELEVATION | ELEVATION | WINDOWS | REPLACE | AWNING | VINYL | INTERIOR ONLY | GRADE: HIGH | WINDOW SIZE: 13-19SQFT | QUANTITY
ELEVATION | ELEVATION | WINDOWS | REPLACE | AWNING | VINYL | INTERIOR ONLY | GRADE: HIGH | WINDOW SIZE: 20-28SQ FT | QUANTITY
ELEVATION | ELEVATION | WINDOWS | REPLACE | AWNING | VINYL | INTERIOR ONLY | GRADE: PREMIUM | WINDOW SIZE: 4-8SQFT | QUANTITY
ELEVATION | ELEVATION | WINDOWS | REPLACE | AWNING | VINYL | INTERIOR ONLY | GRADE: PREMIUM | WINDOW SIZE: 9-12SQFT | QUANTITY
ELEVATION | ELEVATION | WINDOWS | REPLACE | AWNING | VINYL | INTERIOR ONLY | GRADE: PREMIUM | WINDOW SIZE: 13-19SQFT | QUANTITY
ELEVATION | ELEVATION | WINDOWS | REPLACE | AWNING | VINYL | INTERIOR ONLY | GRADE: PREMIUM | WINDOW SIZE: 20-28SQ FT | QUANTITY
ELEVATION | ELEVATION | WINDOWS | REPLACE | AWNING | VINYL | INTERIOR OR EXTERIOR | GRADE: STANDARD | WINDOW SIZE: 4-8SQFT | QUANTITY
ELEVATION | ELEVATION | WINDOWS | REPLACE | AWNING | VINYL | INTERIOR OR EXTERIOR | GRADE: STANDARD | WINDOW SIZE: 9-12SQFT | QUANTITY
ELEVATION | ELEVATION | WINDOWS | REPLACE | AWNING | VINYL | INTERIOR OR EXTERIOR | GRADE: STANDARD | WINDOW SIZE: 13-19SQFT | QUANTITY
ELEVATION | ELEVATION | WINDOWS | REPLACE | AWNING | VINYL | INTERIOR OR EXTERIOR | GRADE: STANDARD | WINDOW SIZE: 20-28SQ FT | QUANTITY
ELEVATION | ELEVATION | WINDOWS | REPLACE | AWNING | VINYL | INTERIOR OR EXTERIOR | GRADE: HIGH | WINDOW SIZE: 4-8SQFT | QUANTITY
ELEVATION | ELEVATION | WINDOWS | REPLACE | AWNING | VINYL | INTERIOR OR EXTERIOR | GRADE: HIGH | WINDOW SIZE: 9-12SQFT | QUANTITY
ELEVATION | ELEVATION | WINDOWS | REPLACE | AWNING | VINYL | INTERIOR OR EXTERIOR | GRADE: HIGH | WINDOW SIZE: 13-19SQFT | QUANTITY
ELEVATION | ELEVATION | WINDOWS | REPLACE | AWNING | VINYL | INTERIOR OR EXTERIOR | GRADE: HIGH | WINDOW SIZE: 20-28SQ FT | QUANTITY
ELEVATION | ELEVATION | WINDOWS | REPLACE | AWNING | VINYL | INTERIOR OR EXTERIOR | GRADE: PREMIUM | WINDOW SIZE: 4-8SQFT | QUANTITY
ELEVATION | ELEVATION | WINDOWS | REPLACE | AWNING | VINYL | INTERIOR OR EXTERIOR | GRADE: PREMIUM | WINDOW SIZE: 9-12SQFT | QUANTITY
ELEVATION | ELEVATION | WINDOWS | REPLACE | AWNING | VINYL | INTERIOR OR EXTERIOR | GRADE: PREMIUM | WINDOW SIZE: 13-19SQFT | QUANTITY
ELEVATION | ELEVATION | WINDOWS | REPLACE | AWNING | VINYL | INTERIOR OR EXTERIOR | GRADE: PREMIUM | WINDOW SIZE: 20-28SQ FT | QUANTITY
ELEVATION | ELEVATION | WINDOWS | REPLACE | CASEMENT | WOOD | PAINTED | INTERIOR ONLY | GRADE: STANDARD | WINDOW SIZE: 4-8SQFT | QUANTITY
ELEVATION | ELEVATION | WINDOWS | REPLACE | CASEMENT | WOOD | PAINTED | INTERIOR ONLY | GRADE: STANDARD | WINDOW SIZE: 9-12SQFT | QUANTITY
ELEVATION | ELEVATION | WINDOWS | REPLACE | CASEMENT | WOOD | PAINTED | INTERIOR ONLY | GRADE: STANDARD | WINDOW SIZE: 13-19SQFT | QUANTITY
ELEVATION | ELEVATION | WINDOWS | REPLACE | CASEMENT | WOOD | PAINTED | INTERIOR ONLY | GRADE: STANDARD | WINDOW SIZE: 20-28SQ FT | QUANTITY
ELEVATION | ELEVATION | WINDOWS | REPLACE | CASEMENT | WOOD | PAINTED | INTERIOR ONLY | GRADE: HIGH | WINDOW SIZE: 4-8SQFT | QUANTITY
ELEVATION | ELEVATION | WINDOWS | REPLACE | CASEMENT | WOOD | PAINTED | INTERIOR ONLY | GRADE: HIGH | WINDOW SIZE: 9-12SQFT | QUANTITY
ELEVATION | ELEVATION | WINDOWS | REPLACE | CASEMENT | WOOD | PAINTED | INTERIOR ONLY | GRADE: HIGH | WINDOW SIZE: 13-19SQFT | QUANTITY
ELEVATION | ELEVATION | WINDOWS | REPLACE | CASEMENT | WOOD | PAINTED | INTERIOR ONLY | GRADE: HIGH | WINDOW SIZE: 20-28SQ FT | QUANTITY
ELEVATION | ELEVATION | WINDOWS | REPLACE | CASEMENT | WOOD | PAINTED | INTERIOR ONLY | GRADE: PREMIUM | WINDOW SIZE: 4-8SQFT | QUANTITY
ELEVATION | ELEVATION | WINDOWS | REPLACE | CASEMENT | WOOD | PAINTED | INTERIOR ONLY | GRADE: PREMIUM | WINDOW SIZE: 9-12SQFT | QUANTITY
ELEVATION | ELEVATION | WINDOWS | REPLACE | CASEMENT | WOOD | PAINTED | INTERIOR ONLY | GRADE: PREMIUM | WINDOW SIZE: 13-19SQFT | QUANTITY
ELEVATION | ELEVATION | WINDOWS | REPLACE | CASEMENT | WOOD | PAINTED | INTERIOR ONLY | GRADE: PREMIUM | WINDOW SIZE: 20-28SQ FT | QUANTITY
ELEVATION | ELEVATION | WINDOWS | REPLACE | CASEMENT | WOOD | PAINTED | INTERIOR OR EXTERIOR | GRADE: STANDARD | WINDOW SIZE: 4-8SQFT | QUANTITY
ELEVATION | ELEVATION | WINDOWS | REPLACE | CASEMENT | WOOD | PAINTED | INTERIOR OR EXTERIOR | GRADE: STANDARD | WINDOW SIZE: 9-12SQFT | QUANTITY
ELEVATION | ELEVATION | WINDOWS | REPLACE | CASEMENT | WOOD | PAINTED | INTERIOR OR EXTERIOR | GRADE: STANDARD | WINDOW SIZE: 13-19SQFT | QUANTITY
ELEVATION | ELEVATION | WINDOWS | REPLACE | CASEMENT | WOOD | PAINTED | INTERIOR OR EXTERIOR | GRADE: STANDARD | WINDOW SIZE: 20-28SQ FT | QUANTITY
ELEVATION | ELEVATION | WINDOWS | REPLACE | CASEMENT | WOOD | PAINTED | INTERIOR OR EXTERIOR | GRADE: HIGH | WINDOW SIZE: 4-8SQFT | QUANTITY
ELEVATION | ELEVATION | WINDOWS | REPLACE | CASEMENT | WOOD | PAINTED | INTERIOR OR EXTERIOR | GRADE: HIGH | WINDOW SIZE: 9-12SQFT | QUANTITY
ELEVATION | ELEVATION | WINDOWS | REPLACE | CASEMENT | WOOD | PAINTED | INTERIOR OR EXTERIOR | GRADE: HIGH | WINDOW SIZE: 13-19SQFT | QUANTITY
ELEVATION | ELEVATION | WINDOWS | REPLACE | CASEMENT | WOOD | PAINTED | INTERIOR OR EXTERIOR | GRADE: HIGH | WINDOW SIZE: 20-28SQ FT | QUANTITY
ELEVATION | ELEVATION | WINDOWS | REPLACE | CASEMENT | WOOD | PAINTED | INTERIOR OR EXTERIOR | GRADE: PREMIUM | WINDOW SIZE: 4-8SQFT | QUANTITY
ELEVATION | ELEVATION | WINDOWS | REPLACE | CASEMENT | WOOD | PAINTED | INTERIOR OR EXTERIOR | GRADE: PREMIUM | WINDOW SIZE: 9-12SQFT | QUANTITY
ELEVATION | ELEVATION | WINDOWS | REPLACE | CASEMENT | WOOD | PAINTED | INTERIOR OR EXTERIOR | GRADE: PREMIUM | WINDOW SIZE: 13-19SQFT | QUANTITY
ELEVATION | ELEVATION | WINDOWS | REPLACE | CASEMENT | WOOD | PAINTED | INTERIOR OR EXTERIOR | GRADE: PREMIUM | WINDOW SIZE: 20-28SQ FT | QUANTITY
ELEVATION | ELEVATION | WINDOWS | REPLACE | CASEMENT | WOOD | STAINED | INTERIOR ONLY | GRADE: STANDARD | WINDOW SIZE: 4-8SQFT | QUANTITY
ELEVATION | ELEVATION | WINDOWS | REPLACE | CASEMENT | WOOD | STAINED | INTERIOR ONLY | GRADE: STANDARD | WINDOW SIZE: 9-12SQFT | QUANTITY
ELEVATION | ELEVATION | WINDOWS | REPLACE | CASEMENT | WOOD | STAINED | INTERIOR ONLY | GRADE: STANDARD | WINDOW SIZE: 13-19SQFT | QUANTITY
ELEVATION | ELEVATION | WINDOWS | REPLACE | CASEMENT | WOOD | STAINED | INTERIOR ONLY | GRADE: STANDARD | WINDOW SIZE: 20-28SQ FT | QUANTITY
ELEVATION | ELEVATION | WINDOWS | REPLACE | CASEMENT | WOOD | STAINED | INTERIOR ONLY | GRADE: HIGH | WINDOW SIZE: 4-8SQFT | QUANTITY
ELEVATION | ELEVATION | WINDOWS | REPLACE | CASEMENT | WOOD | STAINED | INTERIOR ONLY | GRADE: HIGH | WINDOW SIZE: 9-12SQFT | QUANTITY
ELEVATION | ELEVATION | WINDOWS | REPLACE | CASEMENT | WOOD | STAINED | INTERIOR ONLY | GRADE: HIGH | WINDOW SIZE: 13-19SQFT | QUANTITY
ELEVATION | ELEVATION | WINDOWS | REPLACE | CASEMENT | WOOD | STAINED | INTERIOR ONLY | GRADE: HIGH | WINDOW SIZE: 20-28SQ FT | QUANTITY
ELEVATION | ELEVATION | WINDOWS | REPLACE | CASEMENT | WOOD | STAINED | INTERIOR ONLY | GRADE: PREMIUM | WINDOW SIZE: 4-8SQFT | QUANTITY
ELEVATION | ELEVATION | WINDOWS | REPLACE | CASEMENT | WOOD | STAINED | INTERIOR ONLY | GRADE: PREMIUM | WINDOW SIZE: 9-12SQFT | QUANTITY
ELEVATION | ELEVATION | WINDOWS | REPLACE | CASEMENT | WOOD | STAINED | INTERIOR ONLY | GRADE: PREMIUM | WINDOW SIZE: 13-19SQFT | QUANTITY
ELEVATION | ELEVATION | WINDOWS | REPLACE | CASEMENT | WOOD | STAINED | INTERIOR ONLY | GRADE: PREMIUM | WINDOW SIZE: 20-28SQ FT | QUANTITY
ELEVATION | ELEVATION | WINDOWS | REPLACE | CASEMENT | WOOD | STAINED | INTERIOR OR EXTERIOR | GRADE: STANDARD | WINDOW SIZE: 4-8SQFT | QUANTITY
ELEVATION | ELEVATION | WINDOWS | REPLACE | CASEMENT | WOOD | STAINED | INTERIOR OR EXTERIOR | GRADE: STANDARD | WINDOW SIZE: 9-12SQFT | QUANTITY
ELEVATION | ELEVATION | WINDOWS | REPLACE | CASEMENT | WOOD | STAINED | INTERIOR OR EXTERIOR | GRADE: STANDARD | WINDOW SIZE: 13-19SQFT | QUANTITY
ELEVATION | ELEVATION | WINDOWS | REPLACE | CASEMENT | WOOD | STAINED | INTERIOR OR EXTERIOR | GRADE: STANDARD | WINDOW SIZE: 20-28SQ FT | QUANTITY
ELEVATION | ELEVATION | WINDOWS | REPLACE | CASEMENT | WOOD | STAINED | INTERIOR OR EXTERIOR | GRADE: HIGH | WINDOW SIZE: 4-8SQFT | QUANTITY
ELEVATION | ELEVATION | WINDOWS | REPLACE | CASEMENT | WOOD | STAINED | INTERIOR OR EXTERIOR | GRADE: HIGH | WINDOW SIZE: 9-12SQFT | QUANTITY
ELEVATION | ELEVATION | WINDOWS | REPLACE | CASEMENT | WOOD | STAINED | INTERIOR OR EXTERIOR | GRADE: HIGH | WINDOW SIZE: 13-19SQFT | QUANTITY
ELEVATION | ELEVATION | WINDOWS | REPLACE | CASEMENT | WOOD | STAINED | INTERIOR OR EXTERIOR | GRADE: HIGH | WINDOW SIZE: 20-28SQ FT | QUANTITY
ELEVATION | ELEVATION | WINDOWS | REPLACE | CASEMENT | WOOD | STAINED | INTERIOR OR EXTERIOR | GRADE: PREMIUM | WINDOW SIZE: 4-8SQFT | QUANTITY
ELEVATION | ELEVATION | WINDOWS | REPLACE | CASEMENT | WOOD | STAINED | INTERIOR OR EXTERIOR | GRADE: PREMIUM | WINDOW SIZE: 9-12SQFT | QUANTITY
ELEVATION | ELEVATION | WINDOWS | REPLACE | CASEMENT | WOOD | STAINED | INTERIOR OR EXTERIOR | GRADE: PREMIUM | WINDOW SIZE: 13-19SQFT | QUANTITY
ELEVATION | ELEVATION | WINDOWS | REPLACE | CASEMENT | WOOD | STAINED | INTERIOR OR EXTERIOR | GRADE: PREMIUM | WINDOW SIZE: 20-28SQ FT | QUANTITY
ELEVATION | ELEVATION | WINDOWS | REPLACE | CASEMENT | ALUMINUM | INTERIOR ONLY | GRADE: STANDARD | WINDOW SIZE: 4-8SQFT | QUANTITY
ELEVATION | ELEVATION | WINDOWS | REPLACE | CASEMENT | ALUMINUM | INTERIOR ONLY | GRADE: STANDARD | WINDOW SIZE: 9-12SQFT | QUANTITY
ELEVATION | ELEVATION | WINDOWS | REPLACE | CASEMENT | ALUMINUM | INTERIOR ONLY | GRADE: STANDARD | WINDOW SIZE: 13-19SQFT | QUANTITY
ELEVATION | ELEVATION | WINDOWS | REPLACE | CASEMENT | ALUMINUM | INTERIOR ONLY | GRADE: STANDARD | WINDOW SIZE: 20-28SQ FT | QUANTITY
ELEVATION | ELEVATION | WINDOWS | REPLACE | CASEMENT | ALUMINUM | INTERIOR ONLY | GRADE: HIGH | WINDOW SIZE: 4-8SQFT | QUANTITY
ELEVATION | ELEVATION | WINDOWS | REPLACE | CASEMENT | ALUMINUM | INTERIOR ONLY | GRADE: HIGH | WINDOW SIZE: 9-12SQFT | QUANTITY
ELEVATION | ELEVATION | WINDOWS | REPLACE | CASEMENT | ALUMINUM | INTERIOR ONLY | GRADE: HIGH | WINDOW SIZE: 13-19SQFT | QUANTITY
ELEVATION | ELEVATION | WINDOWS | REPLACE | CASEMENT | ALUMINUM | INTERIOR ONLY | GRADE: HIGH | WINDOW SIZE: 20-28SQ FT | QUANTITY
ELEVATION | ELEVATION | WINDOWS | REPLACE | CASEMENT | ALUMINUM | INTERIOR ONLY | GRADE: PREMIUM | WINDOW SIZE: 4-8SQFT | QUANTITY
ELEVATION | ELEVATION | WINDOWS | REPLACE | CASEMENT | ALUMINUM | INTERIOR ONLY | GRADE: PREMIUM | WINDOW SIZE: 9-12SQFT | QUANTITY
ELEVATION | ELEVATION | WINDOWS | REPLACE | CASEMENT | ALUMINUM | INTERIOR ONLY | GRADE: PREMIUM | WINDOW SIZE: 13-19SQFT | QUANTITY
ELEVATION | ELEVATION | WINDOWS | REPLACE | CASEMENT | ALUMINUM | INTERIOR ONLY | GRADE: PREMIUM | WINDOW SIZE: 20-28SQ FT | QUANTITY
ELEVATION | ELEVATION | WINDOWS | REPLACE | CASEMENT | ALUMINUM | INTERIOR OR EXTERIOR | GRADE: STANDARD | WINDOW SIZE: 4-8SQFT | QUANTITY
ELEVATION | ELEVATION | WINDOWS | REPLACE | CASEMENT | ALUMINUM | INTERIOR OR EXTERIOR | GRADE: STANDARD | WINDOW SIZE: 9-12SQFT | QUANTITY
ELEVATION | ELEVATION | WINDOWS | REPLACE | CASEMENT | ALUMINUM | INTERIOR OR EXTERIOR | GRADE: STANDARD | WINDOW SIZE: 13-19SQFT | QUANTITY
ELEVATION | ELEVATION | WINDOWS | REPLACE | CASEMENT | ALUMINUM | INTERIOR OR EXTERIOR | GRADE: STANDARD | WINDOW SIZE: 20-28SQ FT | QUANTITY
ELEVATION | ELEVATION | WINDOWS | REPLACE | CASEMENT | ALUMINUM | INTERIOR OR EXTERIOR | GRADE: HIGH | WINDOW SIZE: 4-8SQFT | QUANTITY
ELEVATION | ELEVATION | WINDOWS | REPLACE | CASEMENT | ALUMINUM | INTERIOR OR EXTERIOR | GRADE: HIGH | WINDOW SIZE: 9-12SQFT | QUANTITY
ELEVATION | ELEVATION | WINDOWS | REPLACE | CASEMENT | ALUMINUM | INTERIOR OR EXTERIOR | GRADE: HIGH | WINDOW SIZE: 13-19SQFT | QUANTITY
ELEVATION | ELEVATION | WINDOWS | REPLACE | CASEMENT | ALUMINUM | INTERIOR OR EXTERIOR | GRADE: HIGH | WINDOW SIZE: 20-28SQ FT | QUANTITY
ELEVATION | ELEVATION | WINDOWS | REPLACE | CASEMENT | ALUMINUM | INTERIOR OR EXTERIOR | GRADE: PREMIUM | WINDOW SIZE: 4-8SQFT | QUANTITY
ELEVATION | ELEVATION | WINDOWS | REPLACE | CASEMENT | ALUMINUM | INTERIOR OR EXTERIOR | GRADE: PREMIUM | WINDOW SIZE: 9-12SQFT | QUANTITY
ELEVATION | ELEVATION | WINDOWS | REPLACE | CASEMENT | ALUMINUM | INTERIOR OR EXTERIOR | GRADE: PREMIUM | WINDOW SIZE: 13-19SQFT | QUANTITY
ELEVATION | ELEVATION | WINDOWS | REPLACE | CASEMENT | ALUMINUM | INTERIOR OR EXTERIOR | GRADE: PREMIUM | WINDOW SIZE: 20-28SQ FT | QUANTITY
ELEVATION | ELEVATION | WINDOWS | REPLACE | CASEMENT | VINYL | INTERIOR ONLY | GRADE: STANDARD | WINDOW SIZE: 4-8SQFT | QUANTITY
ELEVATION | ELEVATION | WINDOWS | REPLACE | CASEMENT | VINYL | INTERIOR ONLY | GRADE: STANDARD | WINDOW SIZE: 9-12SQFT | QUANTITY
ELEVATION | ELEVATION | WINDOWS | REPLACE | CASEMENT | VINYL | INTERIOR ONLY | GRADE: STANDARD | WINDOW SIZE: 13-19SQFT | QUANTITY
ELEVATION | ELEVATION | WINDOWS | REPLACE | CASEMENT | VINYL | INTERIOR ONLY | GRADE: STANDARD | WINDOW SIZE: 20-28SQ FT | QUANTITY
ELEVATION | ELEVATION | WINDOWS | REPLACE | CASEMENT | VINYL | INTERIOR ONLY | GRADE: HIGH | WINDOW SIZE: 4-8SQFT | QUANTITY
ELEVATION | ELEVATION | WINDOWS | REPLACE | CASEMENT | VINYL | INTERIOR ONLY | GRADE: HIGH | WINDOW SIZE: 9-12SQFT | QUANTITY
ELEVATION | ELEVATION | WINDOWS | REPLACE | CASEMENT | VINYL | INTERIOR ONLY | GRADE: HIGH | WINDOW SIZE: 13-19SQFT | QUANTITY
ELEVATION | ELEVATION | WINDOWS | REPLACE | CASEMENT | VINYL | INTERIOR ONLY | GRADE: HIGH | WINDOW SIZE: 20-28SQ FT | QUANTITY
ELEVATION | ELEVATION | WINDOWS | REPLACE | CASEMENT | VINYL | INTERIOR ONLY | GRADE: PREMIUM | WINDOW SIZE: 4-8SQFT | QUANTITY
ELEVATION | ELEVATION | WINDOWS | REPLACE | CASEMENT | VINYL | INTERIOR ONLY | GRADE: PREMIUM | WINDOW SIZE: 9-12SQFT | QUANTITY
ELEVATION | ELEVATION | WINDOWS | REPLACE | CASEMENT | VINYL | INTERIOR ONLY | GRADE: PREMIUM | WINDOW SIZE: 13-19SQFT | QUANTITY
ELEVATION | ELEVATION | WINDOWS | REPLACE | CASEMENT | VINYL | INTERIOR ONLY | GRADE: PREMIUM | WINDOW SIZE: 20-28SQ FT | QUANTITY
ELEVATION | ELEVATION | WINDOWS | REPLACE | CASEMENT | VINYL | INTERIOR OR EXTERIOR | GRADE: STANDARD | WINDOW SIZE: 4-8SQFT | QUANTITY
ELEVATION | ELEVATION | WINDOWS | REPLACE | CASEMENT | VINYL | INTERIOR OR EXTERIOR | GRADE: STANDARD | WINDOW SIZE: 9-12SQFT | QUANTITY
ELEVATION | ELEVATION | WINDOWS | REPLACE | CASEMENT | VINYL | INTERIOR OR EXTERIOR | GRADE: STANDARD | WINDOW SIZE: 13-19SQFT | QUANTITY
ELEVATION | ELEVATION | WINDOWS | REPLACE | CASEMENT | VINYL | INTERIOR OR EXTERIOR | GRADE: STANDARD | WINDOW SIZE: 20-28SQ FT | QUANTITY
ELEVATION | ELEVATION | WINDOWS | REPLACE | CASEMENT | VINYL | INTERIOR OR EXTERIOR | GRADE: HIGH | WINDOW SIZE: 4-8SQFT | QUANTITY
ELEVATION | ELEVATION | WINDOWS | REPLACE | CASEMENT | VINYL | INTERIOR OR EXTERIOR | GRADE: HIGH | WINDOW SIZE: 9-12SQFT | QUANTITY
ELEVATION | ELEVATION | WINDOWS | REPLACE | CASEMENT | VINYL | INTERIOR OR EXTERIOR | GRADE: HIGH | WINDOW SIZE: 13-19SQFT | QUANTITY
ELEVATION | ELEVATION | WINDOWS | REPLACE | CASEMENT | VINYL | INTERIOR OR EXTERIOR | GRADE: HIGH | WINDOW SIZE: 20-28SQ FT | QUANTITY
ELEVATION | ELEVATION | WINDOWS | REPLACE | CASEMENT | VINYL | INTERIOR OR EXTERIOR | GRADE: PREMIUM | WINDOW SIZE: 4-8SQFT | QUANTITY
ELEVATION | ELEVATION | WINDOWS | REPLACE | CASEMENT | VINYL | INTERIOR OR EXTERIOR | GRADE: PREMIUM | WINDOW SIZE: 9-12SQFT | QUANTITY
ELEVATION | ELEVATION | WINDOWS | REPLACE | CASEMENT | VINYL | INTERIOR OR EXTERIOR | GRADE: PREMIUM | WINDOW SIZE: 13-19SQFT | QUANTITY
ELEVATION | ELEVATION | WINDOWS | REPLACE | CASEMENT | VINYL | INTERIOR OR EXTERIOR | GRADE: PREMIUM | WINDOW SIZE: 20-28SQ FT | QUANTITY
ELEVATION | ELEVATION | WINDOWS | REPLACE | FIXED | WOOD | PAINTED | INTERIOR ONLY | GRADE: STANDARD | WINDOW SIZE: 4-8SQFT | QUANTITY
ELEVATION | ELEVATION | WINDOWS | REPLACE | FIXED | WOOD | PAINTED | INTERIOR ONLY | GRADE: STANDARD | WINDOW SIZE: 9-12SQFT | QUANTITY
ELEVATION | ELEVATION | WINDOWS | REPLACE | FIXED | WOOD | PAINTED | INTERIOR ONLY | GRADE: STANDARD | WINDOW SIZE: 13-19SQFT | QUANTITY
ELEVATION | ELEVATION | WINDOWS | REPLACE | FIXED | WOOD | PAINTED | INTERIOR ONLY | GRADE: STANDARD | WINDOW SIZE: 20-28SQ FT | QUANTITY
ELEVATION | ELEVATION | WINDOWS | REPLACE | FIXED | WOOD | PAINTED | INTERIOR ONLY | GRADE: HIGH | WINDOW SIZE: 4-8SQFT | QUANTITY
ELEVATION | ELEVATION | WINDOWS | REPLACE | FIXED | WOOD | PAINTED | INTERIOR ONLY | GRADE: HIGH | WINDOW SIZE: 9-12SQFT | QUANTITY
ELEVATION | ELEVATION | WINDOWS | REPLACE | FIXED | WOOD | PAINTED | INTERIOR ONLY | GRADE: HIGH | WINDOW SIZE: 13-19SQFT | QUANTITY
ELEVATION | ELEVATION | WINDOWS | REPLACE | FIXED | WOOD | PAINTED | INTERIOR ONLY | GRADE: HIGH | WINDOW SIZE: 20-28SQ FT | QUANTITY
ELEVATION | ELEVATION | WINDOWS | REPLACE | FIXED | WOOD | PAINTED | INTERIOR ONLY | GRADE: PREMIUM | WINDOW SIZE: 4-8SQFT | QUANTITY
ELEVATION | ELEVATION | WINDOWS | REPLACE | FIXED | WOOD | PAINTED | INTERIOR ONLY | GRADE: PREMIUM | WINDOW SIZE: 9-12SQFT | QUANTITY
ELEVATION | ELEVATION | WINDOWS | REPLACE | FIXED | WOOD | PAINTED | INTERIOR ONLY | GRADE: PREMIUM | WINDOW SIZE: 13-19SQFT | QUANTITY
ELEVATION | ELEVATION | WINDOWS | REPLACE | FIXED | WOOD | PAINTED | INTERIOR ONLY | GRADE: PREMIUM | WINDOW SIZE: 20-28SQ FT | QUANTITY
ELEVATION | ELEVATION | WINDOWS | REPLACE | FIXED | WOOD | PAINTED | INTERIOR OR EXTERIOR | GRADE: STANDARD | WINDOW SIZE: 4-8SQFT | QUANTITY
ELEVATION | ELEVATION | WINDOWS | REPLACE | FIXED | WOOD | PAINTED | INTERIOR OR EXTERIOR | GRADE: STANDARD | WINDOW SIZE: 9-12SQFT | QUANTITY
ELEVATION | ELEVATION | WINDOWS | REPLACE | FIXED | WOOD | PAINTED | INTERIOR OR EXTERIOR | GRADE: STANDARD | WINDOW SIZE: 13-19SQFT | QUANTITY
ELEVATION | ELEVATION | WINDOWS | REPLACE | FIXED | WOOD | PAINTED | INTERIOR OR EXTERIOR | GRADE: STANDARD | WINDOW SIZE: 20-28SQ FT | QUANTITY
ELEVATION | ELEVATION | WINDOWS | REPLACE | FIXED | WOOD | PAINTED | INTERIOR OR EXTERIOR | GRADE: HIGH | WINDOW SIZE: 4-8SQFT | QUANTITY
ELEVATION | ELEVATION | WINDOWS | REPLACE | FIXED | WOOD | PAINTED | INTERIOR OR EXTERIOR | GRADE: HIGH | WINDOW SIZE: 9-12SQFT | QUANTITY
ELEVATION | ELEVATION | WINDOWS | REPLACE | FIXED | WOOD | PAINTED | INTERIOR OR EXTERIOR | GRADE: HIGH | WINDOW SIZE: 13-19SQFT | QUANTITY
ELEVATION | ELEVATION | WINDOWS | REPLACE | FIXED | WOOD | PAINTED | INTERIOR OR EXTERIOR | GRADE: HIGH | WINDOW SIZE: 20-28SQ FT | QUANTITY
ELEVATION | ELEVATION | WINDOWS | REPLACE | FIXED | WOOD | PAINTED | INTERIOR OR EXTERIOR | GRADE: PREMIUM | WINDOW SIZE: 4-8SQFT | QUANTITY
ELEVATION | ELEVATION | WINDOWS | REPLACE | FIXED | WOOD | PAINTED | INTERIOR OR EXTERIOR | GRADE: PREMIUM | WINDOW SIZE: 9-12SQFT | QUANTITY
ELEVATION | ELEVATION | WINDOWS | REPLACE | FIXED | WOOD | PAINTED | INTERIOR OR EXTERIOR | GRADE: PREMIUM | WINDOW SIZE: 13-19SQFT | QUANTITY
ELEVATION | ELEVATION | WINDOWS | REPLACE | FIXED | WOOD | PAINTED | INTERIOR OR EXTERIOR | GRADE: PREMIUM | WINDOW SIZE: 20-28SQ FT | QUANTITY
ELEVATION | ELEVATION | WINDOWS | REPLACE | FIXED | WOOD | STAINED | INTERIOR ONLY | GRADE: STANDARD | WINDOW SIZE: 4-8SQFT | QUANTITY
ELEVATION | ELEVATION | WINDOWS | REPLACE | FIXED | WOOD | STAINED | INTERIOR ONLY | GRADE: STANDARD | WINDOW SIZE: 9-12SQFT | QUANTITY
ELEVATION | ELEVATION | WINDOWS | REPLACE | FIXED | WOOD | STAINED | INTERIOR ONLY | GRADE: STANDARD | WINDOW SIZE: 13-19SQFT | QUANTITY
ELEVATION | ELEVATION | WINDOWS | REPLACE | FIXED | WOOD | STAINED | INTERIOR ONLY | GRADE: STANDARD | WINDOW SIZE: 20-28SQ FT | QUANTITY
ELEVATION | ELEVATION | WINDOWS | REPLACE | FIXED | WOOD | STAINED | INTERIOR ONLY | GRADE: HIGH | WINDOW SIZE: 4-8SQFT | QUANTITY
ELEVATION | ELEVATION | WINDOWS | REPLACE | FIXED | WOOD | STAINED | INTERIOR ONLY | GRADE: HIGH | WINDOW SIZE: 9-12SQFT | QUANTITY
ELEVATION | ELEVATION | WINDOWS | REPLACE | FIXED | WOOD | STAINED | INTERIOR ONLY | GRADE: HIGH | WINDOW SIZE: 13-19SQFT | QUANTITY
ELEVATION | ELEVATION | WINDOWS | REPLACE | FIXED | WOOD | STAINED | INTERIOR ONLY | GRADE: HIGH | WINDOW SIZE: 20-28SQ FT | QUANTITY
ELEVATION | ELEVATION | WINDOWS | REPLACE | FIXED | WOOD | STAINED | INTERIOR ONLY | GRADE: PREMIUM | WINDOW SIZE: 4-8SQFT | QUANTITY
ELEVATION | ELEVATION | WINDOWS | REPLACE | FIXED | WOOD | STAINED | INTERIOR ONLY | GRADE: PREMIUM | WINDOW SIZE: 9-12SQFT | QUANTITY
ELEVATION | ELEVATION | WINDOWS | REPLACE | FIXED | WOOD | STAINED | INTERIOR ONLY | GRADE: PREMIUM | WINDOW SIZE: 13-19SQFT | QUANTITY
ELEVATION | ELEVATION | WINDOWS | REPLACE | FIXED | WOOD | STAINED | INTERIOR ONLY | GRADE: PREMIUM | WINDOW SIZE: 20-28SQ FT | QUANTITY
ELEVATION | ELEVATION | WINDOWS | REPLACE | FIXED | WOOD | STAINED | INTERIOR OR EXTERIOR | GRADE: STANDARD | WINDOW SIZE: 4-8SQFT | QUANTITY
ELEVATION | ELEVATION | WINDOWS | REPLACE | FIXED | WOOD | STAINED | INTERIOR OR EXTERIOR | GRADE: STANDARD | WINDOW SIZE: 9-12SQFT | QUANTITY
ELEVATION | ELEVATION | WINDOWS | REPLACE | FIXED | WOOD | STAINED | INTERIOR OR EXTERIOR | GRADE: STANDARD | WINDOW SIZE: 13-19SQFT | QUANTITY
ELEVATION | ELEVATION | WINDOWS | REPLACE | FIXED | WOOD | STAINED | INTERIOR OR EXTERIOR | GRADE: STANDARD | WINDOW SIZE: 20-28SQ FT | QUANTITY
ELEVATION | ELEVATION | WINDOWS | REPLACE | FIXED | WOOD | STAINED | INTERIOR OR EXTERIOR | GRADE: HIGH | WINDOW SIZE: 4-8SQFT | QUANTITY
ELEVATION | ELEVATION | WINDOWS | REPLACE | FIXED | WOOD | STAINED | INTERIOR OR EXTERIOR | GRADE: HIGH | WINDOW SIZE: 9-12SQFT | QUANTITY
ELEVATION | ELEVATION | WINDOWS | REPLACE | FIXED | WOOD | STAINED | INTERIOR OR EXTERIOR | GRADE: HIGH | WINDOW SIZE: 13-19SQFT | QUANTITY
ELEVATION | ELEVATION | WINDOWS | REPLACE | FIXED | WOOD | STAINED | INTERIOR OR EXTERIOR | GRADE: HIGH | WINDOW SIZE: 20-28SQ FT | QUANTITY
ELEVATION | ELEVATION | WINDOWS | REPLACE | FIXED | WOOD | STAINED | INTERIOR OR EXTERIOR | GRADE: PREMIUM | WINDOW SIZE: 4-8SQFT | QUANTITY
ELEVATION | ELEVATION | WINDOWS | REPLACE | FIXED | WOOD | STAINED | INTERIOR OR EXTERIOR | GRADE: PREMIUM | WINDOW SIZE: 9-12SQFT | QUANTITY
ELEVATION | ELEVATION | WINDOWS | REPLACE | FIXED | WOOD | STAINED | INTERIOR OR EXTERIOR | GRADE: PREMIUM | WINDOW SIZE: 13-19SQFT | QUANTITY
ELEVATION | ELEVATION | WINDOWS | REPLACE | FIXED | WOOD | STAINED | INTERIOR OR EXTERIOR | GRADE: PREMIUM | WINDOW SIZE: 20-28SQ FT | QUANTITY
ELEVATION | ELEVATION | WINDOWS | REPLACE | FIXED | ALUMINUM | INTERIOR ONLY | GRADE: STANDARD | WINDOW SIZE: 4-8SQFT | QUANTITY
ELEVATION | ELEVATION | WINDOWS | REPLACE | FIXED | ALUMINUM | INTERIOR ONLY | GRADE: STANDARD | WINDOW SIZE: 9-12SQFT | QUANTITY
ELEVATION | ELEVATION | WINDOWS | REPLACE | FIXED | ALUMINUM | INTERIOR ONLY | GRADE: STANDARD | WINDOW SIZE: 13-19SQFT | QUANTITY
ELEVATION | ELEVATION | WINDOWS | REPLACE | FIXED | ALUMINUM | INTERIOR ONLY | GRADE: STANDARD | WINDOW SIZE: 20-28SQ FT | QUANTITY
ELEVATION | ELEVATION | WINDOWS | REPLACE | FIXED | ALUMINUM | INTERIOR ONLY | GRADE: HIGH | WINDOW SIZE: 4-8SQFT | QUANTITY
ELEVATION | ELEVATION | WINDOWS | REPLACE | FIXED | ALUMINUM | INTERIOR ONLY | GRADE: HIGH | WINDOW SIZE: 9-12SQFT | QUANTITY
ELEVATION | ELEVATION | WINDOWS | REPLACE | FIXED | ALUMINUM | INTERIOR ONLY | GRADE: HIGH | WINDOW SIZE: 13-19SQFT | QUANTITY
ELEVATION | ELEVATION | WINDOWS | REPLACE | FIXED | ALUMINUM | INTERIOR ONLY | GRADE: HIGH | WINDOW SIZE: 20-28SQ FT | QUANTITY
ELEVATION | ELEVATION | WINDOWS | REPLACE | FIXED | ALUMINUM | INTERIOR ONLY | GRADE: PREMIUM | WINDOW SIZE: 4-8SQFT | QUANTITY
ELEVATION | ELEVATION | WINDOWS | REPLACE | FIXED | ALUMINUM | INTERIOR ONLY | GRADE: PREMIUM | WINDOW SIZE: 9-12SQFT | QUANTITY
ELEVATION | ELEVATION | WINDOWS | REPLACE | FIXED | ALUMINUM | INTERIOR ONLY | GRADE: PREMIUM | WINDOW SIZE: 13-19SQFT | QUANTITY
ELEVATION | ELEVATION | WINDOWS | REPLACE | FIXED | ALUMINUM | INTERIOR ONLY | GRADE: PREMIUM | WINDOW SIZE: 20-28SQ FT | QUANTITY
ELEVATION | ELEVATION | WINDOWS | REPLACE | FIXED | ALUMINUM | INTERIOR OR EXTERIOR | GRADE: STANDARD | WINDOW SIZE: 4-8SQFT | QUANTITY
ELEVATION | ELEVATION | WINDOWS | REPLACE | FIXED | ALUMINUM | INTERIOR OR EXTERIOR | GRADE: STANDARD | WINDOW SIZE: 9-12SQFT | QUANTITY
ELEVATION | ELEVATION | WINDOWS | REPLACE | FIXED | ALUMINUM | INTERIOR OR EXTERIOR | GRADE: STANDARD | WINDOW SIZE: 13-19SQFT | QUANTITY
ELEVATION | ELEVATION | WINDOWS | REPLACE | FIXED | ALUMINUM | INTERIOR OR EXTERIOR | GRADE: STANDARD | WINDOW SIZE: 20-28SQ FT | QUANTITY
ELEVATION | ELEVATION | WINDOWS | REPLACE | FIXED | ALUMINUM | INTERIOR OR EXTERIOR | GRADE: HIGH | WINDOW SIZE: 4-8SQFT | QUANTITY
ELEVATION | ELEVATION | WINDOWS | REPLACE | FIXED | ALUMINUM | INTERIOR OR EXTERIOR | GRADE: HIGH | WINDOW SIZE: 9-12SQFT | QUANTITY
ELEVATION | ELEVATION | WINDOWS | REPLACE | FIXED | ALUMINUM | INTERIOR OR EXTERIOR | GRADE: HIGH | WINDOW SIZE: 13-19SQFT | QUANTITY
ELEVATION | ELEVATION | WINDOWS | REPLACE | FIXED | ALUMINUM | INTERIOR OR EXTERIOR | GRADE: HIGH | WINDOW SIZE: 20-28SQ FT | QUANTITY
ELEVATION | ELEVATION | WINDOWS | REPLACE | FIXED | ALUMINUM | INTERIOR OR EXTERIOR | GRADE: PREMIUM | WINDOW SIZE: 4-8SQFT | QUANTITY
ELEVATION | ELEVATION | WINDOWS | REPLACE | FIXED | ALUMINUM | INTERIOR OR EXTERIOR | GRADE: PREMIUM | WINDOW SIZE: 9-12SQFT | QUANTITY
ELEVATION | ELEVATION | WINDOWS | REPLACE | FIXED | ALUMINUM | INTERIOR OR EXTERIOR | GRADE: PREMIUM | WINDOW SIZE: 13-19SQFT | QUANTITY
ELEVATION | ELEVATION | WINDOWS | REPLACE | FIXED | ALUMINUM | INTERIOR OR EXTERIOR | GRADE: PREMIUM | WINDOW SIZE: 20-28SQ FT | QUANTITY
ELEVATION | ELEVATION | WINDOWS | REPLACE | FIXED | VINYL | INTERIOR ONLY | GRADE: STANDARD | WINDOW SIZE: 4-8SQFT | QUANTITY
ELEVATION | ELEVATION | WINDOWS | REPLACE | FIXED | VINYL | INTERIOR ONLY | GRADE: STANDARD | WINDOW SIZE: 9-12SQFT | QUANTITY
ELEVATION | ELEVATION | WINDOWS | REPLACE | FIXED | VINYL | INTERIOR ONLY | GRADE: STANDARD | WINDOW SIZE: 13-19SQFT | QUANTITY
ELEVATION | ELEVATION | WINDOWS | REPLACE | FIXED | VINYL | INTERIOR ONLY | GRADE: STANDARD | WINDOW SIZE: 20-28SQ FT | QUANTITY
ELEVATION | ELEVATION | WINDOWS | REPLACE | FIXED | VINYL | INTERIOR ONLY | GRADE: HIGH | WINDOW SIZE: 4-8SQFT | QUANTITY
ELEVATION | ELEVATION | WINDOWS | REPLACE | FIXED | VINYL | INTERIOR ONLY | GRADE: HIGH | WINDOW SIZE: 9-12SQFT | QUANTITY
ELEVATION | ELEVATION | WINDOWS | REPLACE | FIXED | VINYL | INTERIOR ONLY | GRADE: HIGH | WINDOW SIZE: 13-19SQFT | QUANTITY
ELEVATION | ELEVATION | WINDOWS | REPLACE | FIXED | VINYL | INTERIOR ONLY | GRADE: HIGH | WINDOW SIZE: 20-28SQ FT | QUANTITY
ELEVATION | ELEVATION | WINDOWS | REPLACE | FIXED | VINYL | INTERIOR ONLY | GRADE: PREMIUM | WINDOW SIZE: 4-8SQFT | QUANTITY
ELEVATION | ELEVATION | WINDOWS | REPLACE | FIXED | VINYL | INTERIOR ONLY | GRADE: PREMIUM | WINDOW SIZE: 9-12SQFT | QUANTITY
ELEVATION | ELEVATION | WINDOWS | REPLACE | FIXED | VINYL | INTERIOR ONLY | GRADE: PREMIUM | WINDOW SIZE: 13-19SQFT | QUANTITY
ELEVATION | ELEVATION | WINDOWS | REPLACE | FIXED | VINYL | INTERIOR ONLY | GRADE: PREMIUM | WINDOW SIZE: 20-28SQ FT | QUANTITY
ELEVATION | ELEVATION | WINDOWS | REPLACE | FIXED | VINYL | INTERIOR OR EXTERIOR | GRADE: STANDARD | WINDOW SIZE: 4-8SQFT | QUANTITY
ELEVATION | ELEVATION | WINDOWS | REPLACE | FIXED | VINYL | INTERIOR OR EXTERIOR | GRADE: STANDARD | WINDOW SIZE: 9-12SQFT | QUANTITY
ELEVATION | ELEVATION | WINDOWS | REPLACE | FIXED | VINYL | INTERIOR OR EXTERIOR | GRADE: STANDARD | WINDOW SIZE: 13-19SQFT | QUANTITY
ELEVATION | ELEVATION | WINDOWS | REPLACE | FIXED | VINYL | INTERIOR OR EXTERIOR | GRADE: STANDARD | WINDOW SIZE: 20-28SQ FT | QUANTITY
ELEVATION | ELEVATION | WINDOWS | REPLACE | FIXED | VINYL | INTERIOR OR EXTERIOR | GRADE: HIGH | WINDOW SIZE: 4-8SQFT | QUANTITY
ELEVATION | ELEVATION | WINDOWS | REPLACE | FIXED | VINYL | INTERIOR OR EXTERIOR | GRADE: HIGH | WINDOW SIZE: 9-12SQFT | QUANTITY
ELEVATION | ELEVATION | WINDOWS | REPLACE | FIXED | VINYL | INTERIOR OR EXTERIOR | GRADE: HIGH | WINDOW SIZE: 13-19SQFT | QUANTITY
ELEVATION | ELEVATION | WINDOWS | REPLACE | FIXED | VINYL | INTERIOR OR EXTERIOR | GRADE: HIGH | WINDOW SIZE: 20-28SQ FT | QUANTITY
ELEVATION | ELEVATION | WINDOWS | REPLACE | FIXED | VINYL | INTERIOR OR EXTERIOR | GRADE: PREMIUM | WINDOW SIZE: 4-8SQFT | QUANTITY
ELEVATION | ELEVATION | WINDOWS | REPLACE | FIXED | VINYL | INTERIOR OR EXTERIOR | GRADE: PREMIUM | WINDOW SIZE: 9-12SQFT | QUANTITY
ELEVATION | ELEVATION | WINDOWS | REPLACE | FIXED | VINYL | INTERIOR OR EXTERIOR | GRADE: PREMIUM | WINDOW SIZE: 13-19SQFT | QUANTITY
ELEVATION | ELEVATION | WINDOWS | REPLACE | FIXED | VINYL | INTERIOR OR EXTERIOR | GRADE: PREMIUM | WINDOW SIZE: 20-28SQ FT | QUANTITY
ELEVATION | ELEVATION | WINDOWS | LEVEL 1: REPLACE; LEVEL 2: ADD ON FOR GRID; LEVEL 3: SQ FT
ELEVATION | ELEVATION | WINDOWS | LEVEL 1: REPLACE; LEVEL 2: FACILITATIVE REPAIRS TO: EXTERIOR TRIM; LEVEL 3: DETACH & RESET; LEVEL 4: .5X2; LEVEL 5: PAINTED
ELEVATION | ELEVATION | WINDOWS | LEVEL 1: REPLACE; LEVEL 2: FACILITATIVE REPAIRS TO: EXTERIOR TRIM; LEVEL 3: DETACH & RESET; LEVEL 4: .5X2; LEVEL 5: STAINED
ELEVATION | ELEVATION | WINDOWS | LEVEL 1: REPLACE; LEVEL 2: FACILITATIVE REPAIRS TO: EXTERIOR TRIM; LEVEL 3: DETACH & RESET; LEVEL 4: .5X4; LEVEL 5: PAINTED
ELEVATION | ELEVATION | WINDOWS | LEVEL 1: REPLACE; LEVEL 2: FACILITATIVE REPAIRS TO: EXTERIOR TRIM; LEVEL 3: DETACH & RESET; LEVEL 4: .5X4; LEVEL 5: STAINED
ELEVATION | ELEVATION | WINDOWS | LEVEL 1: REPLACE; LEVEL 2: FACILITATIVE REPAIRS TO: EXTERIOR TRIM; LEVEL 3: DETACH & RESET; LEVEL 4: .5X6; LEVEL 5: PAINTED
ELEVATION | ELEVATION | WINDOWS | LEVEL 1: REPLACE; LEVEL 2: FACILITATIVE REPAIRS TO: EXTERIOR TRIM; LEVEL 3: DETACH & RESET; LEVEL 4: .5X6; LEVEL 5: STAINED
ELEVATION | ELEVATION | WINDOWS | LEVEL 1: REPLACE; LEVEL 2: FACILITATIVE REPAIRS TO: EXTERIOR TRIM; LEVEL 3: DETACH & RESET; LEVEL 4: .5X8; LEVEL 5: PAINTED
ELEVATION | ELEVATION | WINDOWS | LEVEL 1: REPLACE; LEVEL 2: FACILITATIVE REPAIRS TO: EXTERIOR TRIM; LEVEL 3: DETACH & RESET; LEVEL 4: .5X8; LEVEL 5: STAINED
ELEVATION | ELEVATION | WINDOWS | LEVEL 1: REPLACE; LEVEL 2: FACILITATIVE REPAIRS TO: EXTERIOR TRIM; LEVEL 3: DETACH & RESET; LEVEL 4: .5X10; LEVEL 5: PAINTED
ELEVATION | ELEVATION | WINDOWS | LEVEL 1: REPLACE; LEVEL 2: FACILITATIVE REPAIRS TO: EXTERIOR TRIM; LEVEL 3: DETACH & RESET; LEVEL 4: .5X10; LEVEL 5: STAINED
ELEVATION | ELEVATION | WINDOWS | LEVEL 1: REPLACE; LEVEL 2: FACILITATIVE REPAIRS TO: EXTERIOR TRIM; LEVEL 3: DETACH & RESET; LEVEL 4: 1X2; LEVEL 5: PAINTED
ELEVATION | ELEVATION | WINDOWS | LEVEL 1: REPLACE; LEVEL 2: FACILITATIVE REPAIRS TO: EXTERIOR TRIM; LEVEL 3: DETACH & RESET; LEVEL 4: 1X2; LEVEL 5: STAINED
ELEVATION | ELEVATION | WINDOWS | LEVEL 1: REPLACE; LEVEL 2: FACILITATIVE REPAIRS TO: EXTERIOR TRIM; LEVEL 3: DETACH & RESET; LEVEL 4: 1X4; LEVEL 5: PAINTED
ELEVATION | ELEVATION | WINDOWS | LEVEL 1: REPLACE; LEVEL 2: FACILITATIVE REPAIRS TO: EXTERIOR TRIM; LEVEL 3: DETACH & RESET; LEVEL 4: 1X4; LEVEL 5: STAINED
ELEVATION | ELEVATION | WINDOWS | LEVEL 1: REPLACE; LEVEL 2: FACILITATIVE REPAIRS TO: EXTERIOR TRIM; LEVEL 3: DETACH & RESET; LEVEL 4: 1X6; LEVEL 5: PAINTED
ELEVATION | ELEVATION | WINDOWS | LEVEL 1: REPLACE; LEVEL 2: FACILITATIVE REPAIRS TO: EXTERIOR TRIM; LEVEL 3: DETACH & RESET; LEVEL 4: 1X6; LEVEL 5: STAINED
ELEVATION | ELEVATION | WINDOWS | LEVEL 1: REPLACE; LEVEL 2: FACILITATIVE REPAIRS TO: EXTERIOR TRIM; LEVEL 3: DETACH & RESET; LEVEL 4: 1X8; LEVEL 5: PAINTED
ELEVATION | ELEVATION | WINDOWS | LEVEL 1: REPLACE; LEVEL 2: FACILITATIVE REPAIRS TO: EXTERIOR TRIM; LEVEL 3: DETACH & RESET; LEVEL 4: 1X8; LEVEL 5: STAINED
ELEVATION | ELEVATION | WINDOWS | LEVEL 1: REPLACE; LEVEL 2: FACILITATIVE REPAIRS TO: EXTERIOR TRIM; LEVEL 3: DETACH & RESET; LEVEL 4: 1X10; LEVEL 5: PAINTED
ELEVATION | ELEVATION | WINDOWS | LEVEL 1: REPLACE; LEVEL 2: FACILITATIVE REPAIRS TO: EXTERIOR TRIM; LEVEL 3: DETACH & RESET; LEVEL 4: 1X10; LEVEL 5: STAINED
ELEVATION | ELEVATION | WINDOWS | LEVEL 1: REPLACE; LEVEL 2: FACILITATIVE REPAIRS TO: EXTERIOR TRIM; LEVEL 3: DETACH & RESET; LEVEL 4: 1.5X2; LEVEL 5: PAINTED
ELEVATION | ELEVATION | WINDOWS | LEVEL 1: REPLACE; LEVEL 2: FACILITATIVE REPAIRS TO: EXTERIOR TRIM; LEVEL 3: DETACH & RESET; LEVEL 4: 1.5X2; LEVEL 5: STAINED
ELEVATION | ELEVATION | WINDOWS | LEVEL 1: REPLACE; LEVEL 2: FACILITATIVE REPAIRS TO: EXTERIOR TRIM; LEVEL 3: DETACH & RESET; LEVEL 4: 1.5X4; LEVEL 5: PAINTED
ELEVATION | ELEVATION | WINDOWS | LEVEL 1: REPLACE; LEVEL 2: FACILITATIVE REPAIRS TO: EXTERIOR TRIM; LEVEL 3: DETACH & RESET; LEVEL 4: 1.5X4; LEVEL 5: STAINED
ELEVATION | ELEVATION | WINDOWS | LEVEL 1: REPLACE; LEVEL 2: FACILITATIVE REPAIRS TO: EXTERIOR TRIM; LEVEL 3: DETACH & RESET; LEVEL 4: 1.5X6; LEVEL 5: PAINTED
ELEVATION | ELEVATION | WINDOWS | LEVEL 1: REPLACE; LEVEL 2: FACILITATIVE REPAIRS TO: EXTERIOR TRIM; LEVEL 3: DETACH & RESET; LEVEL 4: 1.5X6; LEVEL 5: STAINED
ELEVATION | ELEVATION | WINDOWS | LEVEL 1: REPLACE; LEVEL 2: FACILITATIVE REPAIRS TO: EXTERIOR TRIM; LEVEL 3: DETACH & RESET; LEVEL 4: 1.5X8; LEVEL 5: PAINTED
ELEVATION | ELEVATION | WINDOWS | LEVEL 1: REPLACE; LEVEL 2: FACILITATIVE REPAIRS TO: EXTERIOR TRIM; LEVEL 3: DETACH & RESET; LEVEL 4: 1.5X8; LEVEL 5: STAINED
ELEVATION | ELEVATION | WINDOWS | LEVEL 1: REPLACE; LEVEL 2: FACILITATIVE REPAIRS TO: EXTERIOR TRIM; LEVEL 3: DETACH & RESET; LEVEL 4: 1.5X10; LEVEL 5: PAINTED
ELEVATION | ELEVATION | WINDOWS | LEVEL 1: REPLACE; LEVEL 2: FACILITATIVE REPAIRS TO: EXTERIOR TRIM; LEVEL 3: DETACH & RESET; LEVEL 4: 1.5X10; LEVEL 5: STAINED
ELEVATION | ELEVATION | WINDOWS | LEVEL 1: REPLACE; LEVEL 2: FACILITATIVE REPAIRS TO: EXTERIOR TRIM; LEVEL 3: DETACH & RESET; LEVEL 4: 2X2; LEVEL 5: PAINTED
ELEVATION | ELEVATION | WINDOWS | LEVEL 1: REPLACE; LEVEL 2: FACILITATIVE REPAIRS TO: EXTERIOR TRIM; LEVEL 3: DETACH & RESET; LEVEL 4: 2X2; LEVEL 5: STAINED
ELEVATION | ELEVATION | WINDOWS | LEVEL 1: REPLACE; LEVEL 2: FACILITATIVE REPAIRS TO: EXTERIOR TRIM; LEVEL 3: DETACH & RESET; LEVEL 4: 2X4; LEVEL 5: PAINTED
ELEVATION | ELEVATION | WINDOWS | LEVEL 1: REPLACE; LEVEL 2: FACILITATIVE REPAIRS TO: EXTERIOR TRIM; LEVEL 3: DETACH & RESET; LEVEL 4: 2X4; LEVEL 5: STAINED
ELEVATION | ELEVATION | WINDOWS | LEVEL 1: REPLACE; LEVEL 2: FACILITATIVE REPAIRS TO: EXTERIOR TRIM; LEVEL 3: DETACH & RESET; LEVEL 4: 2X6; LEVEL 5: PAINTED
ELEVATION | ELEVATION | WINDOWS | LEVEL 1: REPLACE; LEVEL 2: FACILITATIVE REPAIRS TO: EXTERIOR TRIM; LEVEL 3: DETACH & RESET; LEVEL 4: 2X6; LEVEL 5: STAINED
ELEVATION | ELEVATION | WINDOWS | LEVEL 1: REPLACE; LEVEL 2: FACILITATIVE REPAIRS TO: EXTERIOR TRIM; LEVEL 3: DETACH & RESET; LEVEL 4: 2X8; LEVEL 5: PAINTED
ELEVATION | ELEVATION | WINDOWS | LEVEL 1: REPLACE; LEVEL 2: FACILITATIVE REPAIRS TO: EXTERIOR TRIM; LEVEL 3: DETACH & RESET; LEVEL 4: 2X8; LEVEL 5: STAINED
ELEVATION | ELEVATION | WINDOWS | LEVEL 1: REPLACE; LEVEL 2: FACILITATIVE REPAIRS TO: EXTERIOR TRIM; LEVEL 3: DETACH & RESET; LEVEL 4: 2X10; LEVEL 5: PAINTED
ELEVATION | ELEVATION | WINDOWS | LEVEL 1: REPLACE; LEVEL 2: FACILITATIVE REPAIRS TO: EXTERIOR TRIM; LEVEL 3: DETACH & RESET; LEVEL 4: 2X10; LEVEL 5: STAINED
ELEVATION | ELEVATION | WINDOWS | LEVEL 1: REPLACE; LEVEL 2: FACILITATIVE REPAIRS TO: EXTERIOR TRIM; LEVEL 3: REPLACE; LEVEL 4: .5X2; LEVEL 5: PAINTED
ELEVATION | ELEVATION | WINDOWS | LEVEL 1: REPLACE; LEVEL 2: FACILITATIVE REPAIRS TO: EXTERIOR TRIM; LEVEL 3: REPLACE; LEVEL 4: .5X2; LEVEL 5: STAINED
ELEVATION | ELEVATION | WINDOWS | LEVEL 1: REPLACE; LEVEL 2: FACILITATIVE REPAIRS TO: EXTERIOR TRIM; LEVEL 3: REPLACE; LEVEL 4: .5X4; LEVEL 5: PAINTED
ELEVATION | ELEVATION | WINDOWS | LEVEL 1: REPLACE; LEVEL 2: FACILITATIVE REPAIRS TO: EXTERIOR TRIM; LEVEL 3: REPLACE; LEVEL 4: .5X4; LEVEL 5: STAINED
ELEVATION | ELEVATION | WINDOWS | LEVEL 1: REPLACE; LEVEL 2: FACILITATIVE REPAIRS TO: EXTERIOR TRIM; LEVEL 3: REPLACE; LEVEL 4: .5X6; LEVEL 5: PAINTED
ELEVATION | ELEVATION | WINDOWS | LEVEL 1: REPLACE; LEVEL 2: FACILITATIVE REPAIRS TO: EXTERIOR TRIM; LEVEL 3: REPLACE; LEVEL 4: .5X6; LEVEL 5: STAINED
ELEVATION | ELEVATION | WINDOWS | LEVEL 1: REPLACE; LEVEL 2: FACILITATIVE REPAIRS TO: EXTERIOR TRIM; LEVEL 3: REPLACE; LEVEL 4: .5X8; LEVEL 5: PAINTED
ELEVATION | ELEVATION | WINDOWS | LEVEL 1: REPLACE; LEVEL 2: FACILITATIVE REPAIRS TO: EXTERIOR TRIM; LEVEL 3: REPLACE; LEVEL 4: .5X8; LEVEL 5: STAINED
ELEVATION | ELEVATION | WINDOWS | LEVEL 1: REPLACE; LEVEL 2: FACILITATIVE REPAIRS TO: EXTERIOR TRIM; LEVEL 3: REPLACE; LEVEL 4: .5X10; LEVEL 5: PAINTED
ELEVATION | ELEVATION | WINDOWS | LEVEL 1: REPLACE; LEVEL 2: FACILITATIVE REPAIRS TO: EXTERIOR TRIM; LEVEL 3: REPLACE; LEVEL 4: .5X10; LEVEL 5: STAINED
ELEVATION | ELEVATION | WINDOWS | LEVEL 1: REPLACE; LEVEL 2: FACILITATIVE REPAIRS TO: EXTERIOR TRIM; LEVEL 3: REPLACE; LEVEL 4: 1X2; LEVEL 5: PAINTED
ELEVATION | ELEVATION | WINDOWS | LEVEL 1: REPLACE; LEVEL 2: FACILITATIVE REPAIRS TO: EXTERIOR TRIM; LEVEL 3: REPLACE; LEVEL 4: 1X2; LEVEL 5: STAINED
ELEVATION | ELEVATION | WINDOWS | LEVEL 1: REPLACE; LEVEL 2: FACILITATIVE REPAIRS TO: EXTERIOR TRIM; LEVEL 3: REPLACE; LEVEL 4: 1X4; LEVEL 5: PAINTED
ELEVATION | ELEVATION | WINDOWS | LEVEL 1: REPLACE; LEVEL 2: FACILITATIVE REPAIRS TO: EXTERIOR TRIM; LEVEL 3: REPLACE; LEVEL 4: 1X4; LEVEL 5: STAINED
ELEVATION | ELEVATION | WINDOWS | LEVEL 1: REPLACE; LEVEL 2: FACILITATIVE REPAIRS TO: EXTERIOR TRIM; LEVEL 3: REPLACE; LEVEL 4: 1X6; LEVEL 5: PAINTED
ELEVATION | ELEVATION | WINDOWS | LEVEL 1: REPLACE; LEVEL 2: FACILITATIVE REPAIRS TO: EXTERIOR TRIM; LEVEL 3: REPLACE; LEVEL 4: 1X6; LEVEL 5: STAINED
ELEVATION | ELEVATION | WINDOWS | LEVEL 1: REPLACE; LEVEL 2: FACILITATIVE REPAIRS TO: EXTERIOR TRIM; LEVEL 3: REPLACE; LEVEL 4: 1X8; LEVEL 5: PAINTED
ELEVATION | ELEVATION | WINDOWS | LEVEL 1: REPLACE; LEVEL 2: FACILITATIVE REPAIRS TO: EXTERIOR TRIM; LEVEL 3: REPLACE; LEVEL 4: 1X8; LEVEL 5: STAINED
ELEVATION | ELEVATION | WINDOWS | LEVEL 1: REPLACE; LEVEL 2: FACILITATIVE REPAIRS TO: EXTERIOR TRIM; LEVEL 3: REPLACE; LEVEL 4: 1X10; LEVEL 5: PAINTED
ELEVATION | ELEVATION | WINDOWS | LEVEL 1: REPLACE; LEVEL 2: FACILITATIVE REPAIRS TO: EXTERIOR TRIM; LEVEL 3: REPLACE; LEVEL 4: 1X10; LEVEL 5: STAINED
ELEVATION | ELEVATION | WINDOWS | LEVEL 1: REPLACE; LEVEL 2: FACILITATIVE REPAIRS TO: EXTERIOR TRIM; LEVEL 3: REPLACE; LEVEL 4: 1.5X2; LEVEL 5: PAINTED
ELEVATION | ELEVATION | WINDOWS | LEVEL 1: REPLACE; LEVEL 2: FACILITATIVE REPAIRS TO: EXTERIOR TRIM; LEVEL 3: REPLACE; LEVEL 4: 1.5X2; LEVEL 5: STAINED
ELEVATION | ELEVATION | WINDOWS | LEVEL 1: REPLACE; LEVEL 2: FACILITATIVE REPAIRS TO: EXTERIOR TRIM; LEVEL 3: REPLACE; LEVEL 4: 1.5X4; LEVEL 5: PAINTED
ELEVATION | ELEVATION | WINDOWS | LEVEL 1: REPLACE; LEVEL 2: FACILITATIVE REPAIRS TO: EXTERIOR TRIM; LEVEL 3: REPLACE; LEVEL 4: 1.5X4; LEVEL 5: STAINED
ELEVATION | ELEVATION | WINDOWS | LEVEL 1: REPLACE; LEVEL 2: FACILITATIVE REPAIRS TO: EXTERIOR TRIM; LEVEL 3: REPLACE; LEVEL 4: 1.5X6; LEVEL 5: PAINTED
ELEVATION | ELEVATION | WINDOWS | LEVEL 1: REPLACE; LEVEL 2: FACILITATIVE REPAIRS TO: EXTERIOR TRIM; LEVEL 3: REPLACE; LEVEL 4: 1.5X6; LEVEL 5: STAINED
ELEVATION | ELEVATION | WINDOWS | LEVEL 1: REPLACE; LEVEL 2: FACILITATIVE REPAIRS TO: EXTERIOR TRIM; LEVEL 3: REPLACE; LEVEL 4: 1.5X8; LEVEL 5: PAINTED
ELEVATION | ELEVATION | WINDOWS | LEVEL 1: REPLACE; LEVEL 2: FACILITATIVE REPAIRS TO: EXTERIOR TRIM; LEVEL 3: REPLACE; LEVEL 4: 1.5X8; LEVEL 5: STAINED
ELEVATION | ELEVATION | WINDOWS | LEVEL 1: REPLACE; LEVEL 2: FACILITATIVE REPAIRS TO: EXTERIOR TRIM; LEVEL 3: REPLACE; LEVEL 4: 1.5X10; LEVEL 5: PAINTED
ELEVATION | ELEVATION | WINDOWS | LEVEL 1: REPLACE; LEVEL 2: FACILITATIVE REPAIRS TO: EXTERIOR TRIM; LEVEL 3: REPLACE; LEVEL 4: 1.5X10; LEVEL 5: STAINED
ELEVATION | ELEVATION | WINDOWS | LEVEL 1: REPLACE; LEVEL 2: FACILITATIVE REPAIRS TO: EXTERIOR TRIM; LEVEL 3: REPLACE; LEVEL 4: 2X2; LEVEL 5: PAINTED
ELEVATION | ELEVATION | WINDOWS | LEVEL 1: REPLACE; LEVEL 2: FACILITATIVE REPAIRS TO: EXTERIOR TRIM; LEVEL 3: REPLACE; LEVEL 4: 2X2; LEVEL 5: STAINED
ELEVATION | ELEVATION | WINDOWS | LEVEL 1: REPLACE; LEVEL 2: FACILITATIVE REPAIRS TO: EXTERIOR TRIM; LEVEL 3: REPLACE; LEVEL 4: 2X4; LEVEL 5: PAINTED
ELEVATION | ELEVATION | WINDOWS | LEVEL 1: REPLACE; LEVEL 2: FACILITATIVE REPAIRS TO: EXTERIOR TRIM; LEVEL 3: REPLACE; LEVEL 4: 2X4; LEVEL 5: STAINED
ELEVATION | ELEVATION | WINDOWS | LEVEL 1: REPLACE; LEVEL 2: FACILITATIVE REPAIRS TO: EXTERIOR TRIM; LEVEL 3: REPLACE; LEVEL 4: 2X6; LEVEL 5: PAINTED
ELEVATION | ELEVATION | WINDOWS | LEVEL 1: REPLACE; LEVEL 2: FACILITATIVE REPAIRS TO: EXTERIOR TRIM; LEVEL 3: REPLACE; LEVEL 4: 2X6; LEVEL 5: STAINED
ELEVATION | ELEVATION | WINDOWS | LEVEL 1: REPLACE; LEVEL 2: FACILITATIVE REPAIRS TO: EXTERIOR TRIM; LEVEL 3: REPLACE; LEVEL 4: 2X8; LEVEL 5: PAINTED
ELEVATION | ELEVATION | WINDOWS | LEVEL 1: REPLACE; LEVEL 2: FACILITATIVE REPAIRS TO: EXTERIOR TRIM; LEVEL 3: REPLACE; LEVEL 4: 2X8; LEVEL 5: STAINED
ELEVATION | ELEVATION | WINDOWS | LEVEL 1: REPLACE; LEVEL 2: FACILITATIVE REPAIRS TO: EXTERIOR TRIM; LEVEL 3: REPLACE; LEVEL 4: 2X10; LEVEL 5: PAINTED
ELEVATION | ELEVATION | WINDOWS | LEVEL 1: REPLACE; LEVEL 2: FACILITATIVE REPAIRS TO: EXTERIOR TRIM; LEVEL 3: REPLACE; LEVEL 4: 2X10; LEVEL 5: STAINED
ELEVATION | ELEVATION | WINDOWS | LEVEL 1: REPLACE; LEVEL 2: FACILITATIVE REPAIRS TO: INTERIOR TRIM; LEVEL 3: DETACH & RESET; LEVEL 4: .5X2; LEVEL 5: PAINTED
ELEVATION | ELEVATION | WINDOWS | LEVEL 1: REPLACE; LEVEL 2: FACILITATIVE REPAIRS TO: INTERIOR TRIM; LEVEL 3: DETACH & RESET; LEVEL 4: .5X2; LEVEL 5: STAINED
ELEVATION | ELEVATION | WINDOWS | LEVEL 1: REPLACE; LEVEL 2: FACILITATIVE REPAIRS TO: INTERIOR TRIM; LEVEL 3: DETACH & RESET; LEVEL 4: .5X4; LEVEL 5: PAINTED
ELEVATION | ELEVATION | WINDOWS | LEVEL 1: REPLACE; LEVEL 2: FACILITATIVE REPAIRS TO: INTERIOR TRIM; LEVEL 3: DETACH & RESET; LEVEL 4: .5X4; LEVEL 5: STAINED
ELEVATION | ELEVATION | WINDOWS | LEVEL 1: REPLACE; LEVEL 2: FACILITATIVE REPAIRS TO: INTERIOR TRIM; LEVEL 3: DETACH & RESET; LEVEL 4: .5X6; LEVEL 5: PAINTED
ELEVATION | ELEVATION | WINDOWS | LEVEL 1: REPLACE; LEVEL 2: FACILITATIVE REPAIRS TO: INTERIOR TRIM; LEVEL 3: DETACH & RESET; LEVEL 4: .5X6; LEVEL 5: STAINED
ELEVATION | ELEVATION | WINDOWS | LEVEL 1: REPLACE; LEVEL 2: FACILITATIVE REPAIRS TO: INTERIOR TRIM; LEVEL 3: DETACH & RESET; LEVEL 4: .5X8; LEVEL 5: PAINTED
ELEVATION | ELEVATION | WINDOWS | LEVEL 1: REPLACE; LEVEL 2: FACILITATIVE REPAIRS TO: INTERIOR TRIM; LEVEL 3: DETACH & RESET; LEVEL 4: .5X8; LEVEL 5: STAINED
ELEVATION | ELEVATION | WINDOWS | LEVEL 1: REPLACE; LEVEL 2: FACILITATIVE REPAIRS TO: INTERIOR TRIM; LEVEL 3: DETACH & RESET; LEVEL 4: .5X10; LEVEL 5: PAINTED
ELEVATION | ELEVATION | WINDOWS | LEVEL 1: REPLACE; LEVEL 2: FACILITATIVE REPAIRS TO: INTERIOR TRIM; LEVEL 3: DETACH & RESET; LEVEL 4: .5X10; LEVEL 5: STAINED
ELEVATION | ELEVATION | WINDOWS | LEVEL 1: REPLACE; LEVEL 2: FACILITATIVE REPAIRS TO: INTERIOR TRIM; LEVEL 3: DETACH & RESET; LEVEL 4: 1X2; LEVEL 5: PAINTED
ELEVATION | ELEVATION | WINDOWS | LEVEL 1: REPLACE; LEVEL 2: FACILITATIVE REPAIRS TO: INTERIOR TRIM; LEVEL 3: DETACH & RESET; LEVEL 4: 1X2; LEVEL 5: STAINED
ELEVATION | ELEVATION | WINDOWS | LEVEL 1: REPLACE; LEVEL 2: FACILITATIVE REPAIRS TO: INTERIOR TRIM; LEVEL 3: DETACH & RESET; LEVEL 4: 1X4; LEVEL 5: PAINTED
ELEVATION | ELEVATION | WINDOWS | LEVEL 1: REPLACE; LEVEL 2: FACILITATIVE REPAIRS TO: INTERIOR TRIM; LEVEL 3: DETACH & RESET; LEVEL 4: 1X4; LEVEL 5: STAINED
ELEVATION | ELEVATION | WINDOWS | LEVEL 1: REPLACE; LEVEL 2: FACILITATIVE REPAIRS TO: INTERIOR TRIM; LEVEL 3: DETACH & RESET; LEVEL 4: 1X6; LEVEL 5: PAINTED
ELEVATION | ELEVATION | WINDOWS | LEVEL 1: REPLACE; LEVEL 2: FACILITATIVE REPAIRS TO: INTERIOR TRIM; LEVEL 3: DETACH & RESET; LEVEL 4: 1X6; LEVEL 5: STAINED
ELEVATION | ELEVATION | WINDOWS | LEVEL 1: REPLACE; LEVEL 2: FACILITATIVE REPAIRS TO: INTERIOR TRIM; LEVEL 3: DETACH & RESET; LEVEL 4: 1X8; LEVEL 5: PAINTED
ELEVATION | ELEVATION | WINDOWS | LEVEL 1: REPLACE; LEVEL 2: FACILITATIVE REPAIRS TO: INTERIOR TRIM; LEVEL 3: DETACH & RESET; LEVEL 4: 1X8; LEVEL 5: STAINED
ELEVATION | ELEVATION | WINDOWS | LEVEL 1: REPLACE; LEVEL 2: FACILITATIVE REPAIRS TO: INTERIOR TRIM; LEVEL 3: DETACH & RESET; LEVEL 4: 1X10; LEVEL 5: PAINTED
ELEVATION | ELEVATION | WINDOWS | LEVEL 1: REPLACE; LEVEL 2: FACILITATIVE REPAIRS TO: INTERIOR TRIM; LEVEL 3: DETACH & RESET; LEVEL 4: 1X10; LEVEL 5: STAINED
ELEVATION | ELEVATION | WINDOWS | LEVEL 1: REPLACE; LEVEL 2: FACILITATIVE REPAIRS TO: INTERIOR TRIM; LEVEL 3: DETACH & RESET; LEVEL 4: 1.5X2; LEVEL 5: PAINTED
ELEVATION | ELEVATION | WINDOWS | LEVEL 1: REPLACE; LEVEL 2: FACILITATIVE REPAIRS TO: INTERIOR TRIM; LEVEL 3: DETACH & RESET; LEVEL 4: 1.5X2; LEVEL 5: STAINED
ELEVATION | ELEVATION | WINDOWS | LEVEL 1: REPLACE; LEVEL 2: FACILITATIVE REPAIRS TO: INTERIOR TRIM; LEVEL 3: DETACH & RESET; LEVEL 4: 1.5X4; LEVEL 5: PAINTED
ELEVATION | ELEVATION | WINDOWS | LEVEL 1: REPLACE; LEVEL 2: FACILITATIVE REPAIRS TO: INTERIOR TRIM; LEVEL 3: DETACH & RESET; LEVEL 4: 1.5X4; LEVEL 5: STAINED
ELEVATION | ELEVATION | WINDOWS | LEVEL 1: REPLACE; LEVEL 2: FACILITATIVE REPAIRS TO: INTERIOR TRIM; LEVEL 3: DETACH & RESET; LEVEL 4: 1.5X6; LEVEL 5: PAINTED
ELEVATION | ELEVATION | WINDOWS | LEVEL 1: REPLACE; LEVEL 2: FACILITATIVE REPAIRS TO: INTERIOR TRIM; LEVEL 3: DETACH & RESET; LEVEL 4: 1.5X6; LEVEL 5: STAINED
ELEVATION | ELEVATION | WINDOWS | LEVEL 1: REPLACE; LEVEL 2: FACILITATIVE REPAIRS TO: INTERIOR TRIM; LEVEL 3: DETACH & RESET; LEVEL 4: 1.5X8; LEVEL 5: PAINTED
ELEVATION | ELEVATION | WINDOWS | LEVEL 1: REPLACE; LEVEL 2: FACILITATIVE REPAIRS TO: INTERIOR TRIM; LEVEL 3: DETACH & RESET; LEVEL 4: 1.5X8; LEVEL 5: STAINED
ELEVATION | ELEVATION | WINDOWS | LEVEL 1: REPLACE; LEVEL 2: FACILITATIVE REPAIRS TO: INTERIOR TRIM; LEVEL 3: DETACH & RESET; LEVEL 4: 1.5X10; LEVEL 5: PAINTED
ELEVATION | ELEVATION | WINDOWS | LEVEL 1: REPLACE; LEVEL 2: FACILITATIVE REPAIRS TO: INTERIOR TRIM; LEVEL 3: DETACH & RESET; LEVEL 4: 1.5X10; LEVEL 5: STAINED
ELEVATION | ELEVATION | WINDOWS | LEVEL 1: REPLACE; LEVEL 2: FACILITATIVE REPAIRS TO: INTERIOR TRIM; LEVEL 3: DETACH & RESET; LEVEL 4: 2X2; LEVEL 5: PAINTED
ELEVATION | ELEVATION | WINDOWS | LEVEL 1: REPLACE; LEVEL 2: FACILITATIVE REPAIRS TO: INTERIOR TRIM; LEVEL 3: DETACH & RESET; LEVEL 4: 2X2; LEVEL 5: STAINED
ELEVATION | ELEVATION | WINDOWS | LEVEL 1: REPLACE; LEVEL 2: FACILITATIVE REPAIRS TO: INTERIOR TRIM; LEVEL 3: DETACH & RESET; LEVEL 4: 2X4; LEVEL 5: PAINTED
ELEVATION | ELEVATION | WINDOWS | LEVEL 1: REPLACE; LEVEL 2: FACILITATIVE REPAIRS TO: INTERIOR TRIM; LEVEL 3: DETACH & RESET; LEVEL 4: 2X4; LEVEL 5: STAINED
ELEVATION | ELEVATION | WINDOWS | LEVEL 1: REPLACE; LEVEL 2: FACILITATIVE REPAIRS TO: INTERIOR TRIM; LEVEL 3: DETACH & RESET; LEVEL 4: 2X6; LEVEL 5: PAINTED
ELEVATION | ELEVATION | WINDOWS | LEVEL 1: REPLACE; LEVEL 2: FACILITATIVE REPAIRS TO: INTERIOR TRIM; LEVEL 3: DETACH & RESET; LEVEL 4: 2X6; LEVEL 5: STAINED
ELEVATION | ELEVATION | WINDOWS | LEVEL 1: REPLACE; LEVEL 2: FACILITATIVE REPAIRS TO: INTERIOR TRIM; LEVEL 3: DETACH & RESET; LEVEL 4: 2X8; LEVEL 5: PAINTED
ELEVATION | ELEVATION | WINDOWS | LEVEL 1: REPLACE; LEVEL 2: FACILITATIVE REPAIRS TO: INTERIOR TRIM; LEVEL 3: DETACH & RESET; LEVEL 4: 2X8; LEVEL 5: STAINED
ELEVATION | ELEVATION | WINDOWS | LEVEL 1: REPLACE; LEVEL 2: FACILITATIVE REPAIRS TO: INTERIOR TRIM; LEVEL 3: DETACH & RESET; LEVEL 4: 2X10; LEVEL 5: PAINTED
ELEVATION | ELEVATION | WINDOWS | LEVEL 1: REPLACE; LEVEL 2: FACILITATIVE REPAIRS TO: INTERIOR TRIM; LEVEL 3: DETACH & RESET; LEVEL 4: 2X10; LEVEL 5: STAINED
ELEVATION | ELEVATION | WINDOWS | LEVEL 1: REPLACE; LEVEL 2: FACILITATIVE REPAIRS TO: INTERIOR TRIM; LEVEL 3: REPLACE; LEVEL 4: .5X2; LEVEL 5: PAINTED
ELEVATION | ELEVATION | WINDOWS | LEVEL 1: REPLACE; LEVEL 2: FACILITATIVE REPAIRS TO: INTERIOR TRIM; LEVEL 3: REPLACE; LEVEL 4: .5X2; LEVEL 5: STAINED
ELEVATION | ELEVATION | WINDOWS | LEVEL 1: REPLACE; LEVEL 2: FACILITATIVE REPAIRS TO: INTERIOR TRIM; LEVEL 3: REPLACE; LEVEL 4: .5X4; LEVEL 5: PAINTED
ELEVATION | ELEVATION | WINDOWS | LEVEL 1: REPLACE; LEVEL 2: FACILITATIVE REPAIRS TO: INTERIOR TRIM; LEVEL 3: REPLACE; LEVEL 4: .5X4; LEVEL 5: STAINED
ELEVATION | ELEVATION | WINDOWS | LEVEL 1: REPLACE; LEVEL 2: FACILITATIVE REPAIRS TO: INTERIOR TRIM; LEVEL 3: REPLACE; LEVEL 4: .5X6; LEVEL 5: PAINTED
ELEVATION | ELEVATION | WINDOWS | LEVEL 1: REPLACE; LEVEL 2: FACILITATIVE REPAIRS TO: INTERIOR TRIM; LEVEL 3: REPLACE; LEVEL 4: .5X6; LEVEL 5: STAINED
ELEVATION | ELEVATION | WINDOWS | LEVEL 1: REPLACE; LEVEL 2: FACILITATIVE REPAIRS TO: INTERIOR TRIM; LEVEL 3: REPLACE; LEVEL 4: .5X8; LEVEL 5: PAINTED
ELEVATION | ELEVATION | WINDOWS | LEVEL 1: REPLACE; LEVEL 2: FACILITATIVE REPAIRS TO: INTERIOR TRIM; LEVEL 3: REPLACE; LEVEL 4: .5X8; LEVEL 5: STAINED
ELEVATION | ELEVATION | WINDOWS | LEVEL 1: REPLACE; LEVEL 2: FACILITATIVE REPAIRS TO: INTERIOR TRIM; LEVEL 3: REPLACE; LEVEL 4: .5X10; LEVEL 5: PAINTED
ELEVATION | ELEVATION | WINDOWS | LEVEL 1: REPLACE; LEVEL 2: FACILITATIVE REPAIRS TO: INTERIOR TRIM; LEVEL 3: REPLACE; LEVEL 4: .5X10; LEVEL 5: STAINED
ELEVATION | ELEVATION | WINDOWS | LEVEL 1: REPLACE; LEVEL 2: FACILITATIVE REPAIRS TO: INTERIOR TRIM; LEVEL 3: REPLACE; LEVEL 4: 1X2; LEVEL 5: PAINTED
ELEVATION | ELEVATION | WINDOWS | LEVEL 1: REPLACE; LEVEL 2: FACILITATIVE REPAIRS TO: INTERIOR TRIM; LEVEL 3: REPLACE; LEVEL 4: 1X2; LEVEL 5: STAINED
ELEVATION | ELEVATION | WINDOWS | LEVEL 1: REPLACE; LEVEL 2: FACILITATIVE REPAIRS TO: INTERIOR TRIM; LEVEL 3: REPLACE; LEVEL 4: 1X4; LEVEL 5: PAINTED
ELEVATION | ELEVATION | WINDOWS | LEVEL 1: REPLACE; LEVEL 2: FACILITATIVE REPAIRS TO: INTERIOR TRIM; LEVEL 3: REPLACE; LEVEL 4: 1X4; LEVEL 5: STAINED
ELEVATION | ELEVATION | WINDOWS | LEVEL 1: REPLACE; LEVEL 2: FACILITATIVE REPAIRS TO: INTERIOR TRIM; LEVEL 3: REPLACE; LEVEL 4: 1X6; LEVEL 5: PAINTED
ELEVATION | ELEVATION | WINDOWS | LEVEL 1: REPLACE; LEVEL 2: FACILITATIVE REPAIRS TO: INTERIOR TRIM; LEVEL 3: REPLACE; LEVEL 4: 1X6; LEVEL 5: STAINED
ELEVATION | ELEVATION | WINDOWS | LEVEL 1: REPLACE; LEVEL 2: FACILITATIVE REPAIRS TO: INTERIOR TRIM; LEVEL 3: REPLACE; LEVEL 4: 1X8; LEVEL 5: PAINTED
ELEVATION | ELEVATION | WINDOWS | LEVEL 1: REPLACE; LEVEL 2: FACILITATIVE REPAIRS TO: INTERIOR TRIM; LEVEL 3: REPLACE; LEVEL 4: 1X8; LEVEL 5: STAINED
ELEVATION | ELEVATION | WINDOWS | LEVEL 1: REPLACE; LEVEL 2: FACILITATIVE REPAIRS TO: INTERIOR TRIM; LEVEL 3: REPLACE; LEVEL 4: 1X10; LEVEL 5: PAINTED
ELEVATION | ELEVATION | WINDOWS | LEVEL 1: REPLACE; LEVEL 2: FACILITATIVE REPAIRS TO: INTERIOR TRIM; LEVEL 3: REPLACE; LEVEL 4: 1X10; LEVEL 5: STAINED
ELEVATION | ELEVATION | WINDOWS | LEVEL 1: REPLACE; LEVEL 2: FACILITATIVE REPAIRS TO: INTERIOR TRIM; LEVEL 3: REPLACE; LEVEL 4: 1.5X2; LEVEL 5: PAINTED
ELEVATION | ELEVATION | WINDOWS | LEVEL 1: REPLACE; LEVEL 2: FACILITATIVE REPAIRS TO: INTERIOR TRIM; LEVEL 3: REPLACE; LEVEL 4: 1.5X2; LEVEL 5: STAINED
ELEVATION | ELEVATION | WINDOWS | LEVEL 1: REPLACE; LEVEL 2: FACILITATIVE REPAIRS TO: INTERIOR TRIM; LEVEL 3: REPLACE; LEVEL 4: 1.5X4; LEVEL 5: PAINTED
ELEVATION | ELEVATION | WINDOWS | LEVEL 1: REPLACE; LEVEL 2: FACILITATIVE REPAIRS TO: INTERIOR TRIM; LEVEL 3: REPLACE; LEVEL 4: 1.5X4; LEVEL 5: STAINED
ELEVATION | ELEVATION | WINDOWS | LEVEL 1: REPLACE; LEVEL 2: FACILITATIVE REPAIRS TO: INTERIOR TRIM; LEVEL 3: REPLACE; LEVEL 4: 1.5X6; LEVEL 5: PAINTED
ELEVATION | ELEVATION | WINDOWS | LEVEL 1: REPLACE; LEVEL 2: FACILITATIVE REPAIRS TO: INTERIOR TRIM; LEVEL 3: REPLACE; LEVEL 4: 1.5X6; LEVEL 5: STAINED
ELEVATION | ELEVATION | WINDOWS | LEVEL 1: REPLACE; LEVEL 2: FACILITATIVE REPAIRS TO: INTERIOR TRIM; LEVEL 3: REPLACE; LEVEL 4: 1.5X8; LEVEL 5: PAINTED
ELEVATION | ELEVATION | WINDOWS | LEVEL 1: REPLACE; LEVEL 2: FACILITATIVE REPAIRS TO: INTERIOR TRIM; LEVEL 3: REPLACE; LEVEL 4: 1.5X8; LEVEL 5: STAINED
ELEVATION | ELEVATION | WINDOWS | LEVEL 1: REPLACE; LEVEL 2: FACILITATIVE REPAIRS TO: INTERIOR TRIM; LEVEL 3: REPLACE; LEVEL 4: 1.5X10; LEVEL 5: PAINTED
ELEVATION | ELEVATION | WINDOWS | LEVEL 1: REPLACE; LEVEL 2: FACILITATIVE REPAIRS TO: INTERIOR TRIM; LEVEL 3: REPLACE; LEVEL 4: 1.5X10; LEVEL 5: STAINED
ELEVATION | ELEVATION | WINDOWS | LEVEL 1: REPLACE; LEVEL 2: FACILITATIVE REPAIRS TO: INTERIOR TRIM; LEVEL 3: REPLACE; LEVEL 4: 2X2; LEVEL 5: PAINTED
ELEVATION | ELEVATION | WINDOWS | LEVEL 1: REPLACE; LEVEL 2: FACILITATIVE REPAIRS TO: INTERIOR TRIM; LEVEL 3: REPLACE; LEVEL 4: 2X2; LEVEL 5: STAINED
ELEVATION | ELEVATION | WINDOWS | LEVEL 1: REPLACE; LEVEL 2: FACILITATIVE REPAIRS TO: INTERIOR TRIM; LEVEL 3: REPLACE; LEVEL 4: 2X4; LEVEL 5: PAINTED
ELEVATION | ELEVATION | WINDOWS | LEVEL 1: REPLACE; LEVEL 2: FACILITATIVE REPAIRS TO: INTERIOR TRIM; LEVEL 3: REPLACE; LEVEL 4: 2X4; LEVEL 5: STAINED
ELEVATION | ELEVATION | WINDOWS | LEVEL 1: REPLACE; LEVEL 2: FACILITATIVE REPAIRS TO: INTERIOR TRIM; LEVEL 3: REPLACE; LEVEL 4: 2X6; LEVEL 5: PAINTED
ELEVATION | ELEVATION | WINDOWS | LEVEL 1: REPLACE; LEVEL 2: FACILITATIVE REPAIRS TO: INTERIOR TRIM; LEVEL 3: REPLACE; LEVEL 4: 2X6; LEVEL 5: STAINED
ELEVATION | ELEVATION | WINDOWS | LEVEL 1: REPLACE; LEVEL 2: FACILITATIVE REPAIRS TO: INTERIOR TRIM; LEVEL 3: REPLACE; LEVEL 4: 2X8; LEVEL 5: PAINTED
ELEVATION | ELEVATION | WINDOWS | LEVEL 1: REPLACE; LEVEL 2: FACILITATIVE REPAIRS TO: INTERIOR TRIM; LEVEL 3: REPLACE; LEVEL 4: 2X8; LEVEL 5: STAINED
ELEVATION | ELEVATION | WINDOWS | LEVEL 1: REPLACE; LEVEL 2: FACILITATIVE REPAIRS TO: INTERIOR TRIM; LEVEL 3: REPLACE; LEVEL 4: 2X10; LEVEL 5: PAINTED
ELEVATION | ELEVATION | WINDOWS | LEVEL 1: REPLACE; LEVEL 2: FACILITATIVE REPAIRS TO: INTERIOR TRIM; LEVEL 3: REPLACE; LEVEL 4: 2X10; LEVEL 5: STAINED
ELEVATION | ELEVATION | WINDOWS | LEVEL 1: REPLACE; LEVEL 2: FACILITATIVE REPAIRS TO: APRON; LEVEL 3: DETACH & RESET; LEVEL 4: .5X2; LEVEL 5: PAINTED
ELEVATION | ELEVATION | WINDOWS | LEVEL 1: REPLACE; LEVEL 2: FACILITATIVE REPAIRS TO: APRON; LEVEL 3: DETACH & RESET; LEVEL 4: .5X2; LEVEL 5: STAINED
ELEVATION | ELEVATION | WINDOWS | LEVEL 1: REPLACE; LEVEL 2: FACILITATIVE REPAIRS TO: APRON; LEVEL 3: DETACH & RESET; LEVEL 4: .5X4; LEVEL 5: PAINTED
ELEVATION | ELEVATION | WINDOWS | LEVEL 1: REPLACE; LEVEL 2: FACILITATIVE REPAIRS TO: APRON; LEVEL 3: DETACH & RESET; LEVEL 4: .5X4; LEVEL 5: STAINED
ELEVATION | ELEVATION | WINDOWS | LEVEL 1: REPLACE; LEVEL 2: FACILITATIVE REPAIRS TO: APRON; LEVEL 3: DETACH & RESET; LEVEL 4: .5X6; LEVEL 5: PAINTED
ELEVATION | ELEVATION | WINDOWS | LEVEL 1: REPLACE; LEVEL 2: FACILITATIVE REPAIRS TO: APRON; LEVEL 3: DETACH & RESET; LEVEL 4: .5X6; LEVEL 5: STAINED
ELEVATION | ELEVATION | WINDOWS | LEVEL 1: REPLACE; LEVEL 2: FACILITATIVE REPAIRS TO: APRON; LEVEL 3: DETACH & RESET; LEVEL 4: .5X8; LEVEL 5: PAINTED
ELEVATION | ELEVATION | WINDOWS | LEVEL 1: REPLACE; LEVEL 2: FACILITATIVE REPAIRS TO: APRON; LEVEL 3: DETACH & RESET; LEVEL 4: .5X8; LEVEL 5: STAINED
ELEVATION | ELEVATION | WINDOWS | LEVEL 1: REPLACE; LEVEL 2: FACILITATIVE REPAIRS TO: APRON; LEVEL 3: DETACH & RESET; LEVEL 4: .5X10; LEVEL 5: PAINTED
ELEVATION | ELEVATION | WINDOWS | LEVEL 1: REPLACE; LEVEL 2: FACILITATIVE REPAIRS TO: APRON; LEVEL 3: DETACH & RESET; LEVEL 4: .5X10; LEVEL 5: STAINED
ELEVATION | ELEVATION | WINDOWS | LEVEL 1: REPLACE; LEVEL 2: FACILITATIVE REPAIRS TO: APRON; LEVEL 3: DETACH & RESET; LEVEL 4: 1X2; LEVEL 5: PAINTED
ELEVATION | ELEVATION | WINDOWS | LEVEL 1: REPLACE; LEVEL 2: FACILITATIVE REPAIRS TO: APRON; LEVEL 3: DETACH & RESET; LEVEL 4: 1X2; LEVEL 5: STAINED
ELEVATION | ELEVATION | WINDOWS | LEVEL 1: REPLACE; LEVEL 2: FACILITATIVE REPAIRS TO: APRON; LEVEL 3: DETACH & RESET; LEVEL 4: 1X4; LEVEL 5: PAINTED
ELEVATION | ELEVATION | WINDOWS | LEVEL 1: REPLACE; LEVEL 2: FACILITATIVE REPAIRS TO: APRON; LEVEL 3: DETACH & RESET; LEVEL 4: 1X4; LEVEL 5: STAINED
ELEVATION | ELEVATION | WINDOWS | LEVEL 1: REPLACE; LEVEL 2: FACILITATIVE REPAIRS TO: APRON; LEVEL 3: DETACH & RESET; LEVEL 4: 1X6; LEVEL 5: PAINTED
ELEVATION | ELEVATION | WINDOWS | LEVEL 1: REPLACE; LEVEL 2: FACILITATIVE REPAIRS TO: APRON; LEVEL 3: DETACH & RESET; LEVEL 4: 1X6; LEVEL 5: STAINED
ELEVATION | ELEVATION | WINDOWS | LEVEL 1: REPLACE; LEVEL 2: FACILITATIVE REPAIRS TO: APRON; LEVEL 3: DETACH & RESET; LEVEL 4: 1X8; LEVEL 5: PAINTED
ELEVATION | ELEVATION | WINDOWS | LEVEL 1: REPLACE; LEVEL 2: FACILITATIVE REPAIRS TO: APRON; LEVEL 3: DETACH & RESET; LEVEL 4: 1X8; LEVEL 5: STAINED
ELEVATION | ELEVATION | WINDOWS | LEVEL 1: REPLACE; LEVEL 2: FACILITATIVE REPAIRS TO: APRON; LEVEL 3: DETACH & RESET; LEVEL 4: 1X10; LEVEL 5: PAINTED
ELEVATION | ELEVATION | WINDOWS | LEVEL 1: REPLACE; LEVEL 2: FACILITATIVE REPAIRS TO: APRON; LEVEL 3: DETACH & RESET; LEVEL 4: 1X10; LEVEL 5: STAINED
ELEVATION | ELEVATION | WINDOWS | LEVEL 1: REPLACE; LEVEL 2: FACILITATIVE REPAIRS TO: APRON; LEVEL 3: DETACH & RESET; LEVEL 4: 1.5X2; LEVEL 5: PAINTED
ELEVATION | ELEVATION | WINDOWS | LEVEL 1: REPLACE; LEVEL 2: FACILITATIVE REPAIRS TO: APRON; LEVEL 3: DETACH & RESET; LEVEL 4: 1.5X2; LEVEL 5: STAINED
ELEVATION | ELEVATION | WINDOWS | LEVEL 1: REPLACE; LEVEL 2: FACILITATIVE REPAIRS TO: APRON; LEVEL 3: DETACH & RESET; LEVEL 4: 1.5X4; LEVEL 5: PAINTED
ELEVATION | ELEVATION | WINDOWS | LEVEL 1: REPLACE; LEVEL 2: FACILITATIVE REPAIRS TO: APRON; LEVEL 3: DETACH & RESET; LEVEL 4: 1.5X4; LEVEL 5: STAINED
ELEVATION | ELEVATION | WINDOWS | LEVEL 1: REPLACE; LEVEL 2: FACILITATIVE REPAIRS TO: APRON; LEVEL 3: DETACH & RESET; LEVEL 4: 1.5X6; LEVEL 5: PAINTED
ELEVATION | ELEVATION | WINDOWS | LEVEL 1: REPLACE; LEVEL 2: FACILITATIVE REPAIRS TO: APRON; LEVEL 3: DETACH & RESET; LEVEL 4: 1.5X6; LEVEL 5: STAINED
ELEVATION | ELEVATION | WINDOWS | LEVEL 1: REPLACE; LEVEL 2: FACILITATIVE REPAIRS TO: APRON; LEVEL 3: DETACH & RESET; LEVEL 4: 1.5X8; LEVEL 5: PAINTED
ELEVATION | ELEVATION | WINDOWS | LEVEL 1: REPLACE; LEVEL 2: FACILITATIVE REPAIRS TO: APRON; LEVEL 3: DETACH & RESET; LEVEL 4: 1.5X8; LEVEL 5: STAINED
ELEVATION | ELEVATION | WINDOWS | LEVEL 1: REPLACE; LEVEL 2: FACILITATIVE REPAIRS TO: APRON; LEVEL 3: DETACH & RESET; LEVEL 4: 1.5X10; LEVEL 5: PAINTED
ELEVATION | ELEVATION | WINDOWS | LEVEL 1: REPLACE; LEVEL 2: FACILITATIVE REPAIRS TO: APRON; LEVEL 3: DETACH & RESET; LEVEL 4: 1.5X10; LEVEL 5: STAINED
ELEVATION | ELEVATION | WINDOWS | LEVEL 1: REPLACE; LEVEL 2: FACILITATIVE REPAIRS TO: APRON; LEVEL 3: DETACH & RESET; LEVEL 4: 2X2; LEVEL 5: PAINTED
ELEVATION | ELEVATION | WINDOWS | LEVEL 1: REPLACE; LEVEL 2: FACILITATIVE REPAIRS TO: APRON; LEVEL 3: DETACH & RESET; LEVEL 4: 2X2; LEVEL 5: STAINED
ELEVATION | ELEVATION | WINDOWS | LEVEL 1: REPLACE; LEVEL 2: FACILITATIVE REPAIRS TO: APRON; LEVEL 3: DETACH & RESET; LEVEL 4: 2X4; LEVEL 5: PAINTED
ELEVATION | ELEVATION | WINDOWS | LEVEL 1: REPLACE; LEVEL 2: FACILITATIVE REPAIRS TO: APRON; LEVEL 3: DETACH & RESET; LEVEL 4: 2X4; LEVEL 5: STAINED
ELEVATION | ELEVATION | WINDOWS | LEVEL 1: REPLACE; LEVEL 2: FACILITATIVE REPAIRS TO: APRON; LEVEL 3: DETACH & RESET; LEVEL 4: 2X6; LEVEL 5: PAINTED
ELEVATION | ELEVATION | WINDOWS | LEVEL 1: REPLACE; LEVEL 2: FACILITATIVE REPAIRS TO: APRON; LEVEL 3: DETACH & RESET; LEVEL 4: 2X6; LEVEL 5: STAINED
ELEVATION | ELEVATION | WINDOWS | LEVEL 1: REPLACE; LEVEL 2: FACILITATIVE REPAIRS TO: APRON; LEVEL 3: DETACH & RESET; LEVEL 4: 2X8; LEVEL 5: PAINTED
ELEVATION | ELEVATION | WINDOWS | LEVEL 1: REPLACE; LEVEL 2: FACILITATIVE REPAIRS TO: APRON; LEVEL 3: DETACH & RESET; LEVEL 4: 2X8; LEVEL 5: STAINED
ELEVATION | ELEVATION | WINDOWS | LEVEL 1: REPLACE; LEVEL 2: FACILITATIVE REPAIRS TO: APRON; LEVEL 3: DETACH & RESET; LEVEL 4: 2X10; LEVEL 5: PAINTED
ELEVATION | ELEVATION | WINDOWS | LEVEL 1: REPLACE; LEVEL 2: FACILITATIVE REPAIRS TO: APRON; LEVEL 3: DETACH & RESET; LEVEL 4: 2X10; LEVEL 5: STAINED
ELEVATION | ELEVATION | WINDOWS | LEVEL 1: REPLACE; LEVEL 2: FACILITATIVE REPAIRS TO: APRON; LEVEL 3: REPLACE; LEVEL 4: .5X2; LEVEL 5: PAINTED
ELEVATION | ELEVATION | WINDOWS | LEVEL 1: REPLACE; LEVEL 2: FACILITATIVE REPAIRS TO: APRON; LEVEL 3: REPLACE; LEVEL 4: .5X2; LEVEL 5: STAINED
ELEVATION | ELEVATION | WINDOWS | LEVEL 1: REPLACE; LEVEL 2: FACILITATIVE REPAIRS TO: APRON; LEVEL 3: REPLACE; LEVEL 4: .5X4; LEVEL 5: PAINTED
ELEVATION | ELEVATION | WINDOWS | LEVEL 1: REPLACE; LEVEL 2: FACILITATIVE REPAIRS TO: APRON; LEVEL 3: REPLACE; LEVEL 4: .5X4; LEVEL 5: STAINED
ELEVATION | ELEVATION | WINDOWS | LEVEL 1: REPLACE; LEVEL 2: FACILITATIVE REPAIRS TO: APRON; LEVEL 3: REPLACE; LEVEL 4: .5X6; LEVEL 5: PAINTED
ELEVATION | ELEVATION | WINDOWS | LEVEL 1: REPLACE; LEVEL 2: FACILITATIVE REPAIRS TO: APRON; LEVEL 3: REPLACE; LEVEL 4: .5X6; LEVEL 5: STAINED
ELEVATION | ELEVATION | WINDOWS | LEVEL 1: REPLACE; LEVEL 2: FACILITATIVE REPAIRS TO: APRON; LEVEL 3: REPLACE; LEVEL 4: .5X8; LEVEL 5: PAINTED
ELEVATION | ELEVATION | WINDOWS | LEVEL 1: REPLACE; LEVEL 2: FACILITATIVE REPAIRS TO: APRON; LEVEL 3: REPLACE; LEVEL 4: .5X8; LEVEL 5: STAINED
ELEVATION | ELEVATION | WINDOWS | LEVEL 1: REPLACE; LEVEL 2: FACILITATIVE REPAIRS TO: APRON; LEVEL 3: REPLACE; LEVEL 4: .5X10; LEVEL 5: PAINTED
ELEVATION | ELEVATION | WINDOWS | LEVEL 1: REPLACE; LEVEL 2: FACILITATIVE REPAIRS TO: APRON; LEVEL 3: REPLACE; LEVEL 4: .5X10; LEVEL 5: STAINED
ELEVATION | ELEVATION | WINDOWS | LEVEL 1: REPLACE; LEVEL 2: FACILITATIVE REPAIRS TO: APRON; LEVEL 3: REPLACE; LEVEL 4: 1X2; LEVEL 5: PAINTED
ELEVATION | ELEVATION | WINDOWS | LEVEL 1: REPLACE; LEVEL 2: FACILITATIVE REPAIRS TO: APRON; LEVEL 3: REPLACE; LEVEL 4: 1X2; LEVEL 5: STAINED
ELEVATION | ELEVATION | WINDOWS | LEVEL 1: REPLACE; LEVEL 2: FACILITATIVE REPAIRS TO: APRON; LEVEL 3: REPLACE; LEVEL 4: 1X4; LEVEL 5: PAINTED
ELEVATION | ELEVATION | WINDOWS | LEVEL 1: REPLACE; LEVEL 2: FACILITATIVE REPAIRS TO: APRON; LEVEL 3: REPLACE; LEVEL 4: 1X4; LEVEL 5: STAINED
ELEVATION | ELEVATION | WINDOWS | LEVEL 1: REPLACE; LEVEL 2: FACILITATIVE REPAIRS TO: APRON; LEVEL 3: REPLACE; LEVEL 4: 1X6; LEVEL 5: PAINTED
ELEVATION | ELEVATION | WINDOWS | LEVEL 1: REPLACE; LEVEL 2: FACILITATIVE REPAIRS TO: APRON; LEVEL 3: REPLACE; LEVEL 4: 1X6; LEVEL 5: STAINED
ELEVATION | ELEVATION | WINDOWS | LEVEL 1: REPLACE; LEVEL 2: FACILITATIVE REPAIRS TO: APRON; LEVEL 3: REPLACE; LEVEL 4: 1X8; LEVEL 5: PAINTED
ELEVATION | ELEVATION | WINDOWS | LEVEL 1: REPLACE; LEVEL 2: FACILITATIVE REPAIRS TO: APRON; LEVEL 3: REPLACE; LEVEL 4: 1X8; LEVEL 5: STAINED
ELEVATION | ELEVATION | WINDOWS | LEVEL 1: REPLACE; LEVEL 2: FACILITATIVE REPAIRS TO: APRON; LEVEL 3: REPLACE; LEVEL 4: 1X10; LEVEL 5: PAINTED
ELEVATION | ELEVATION | WINDOWS | LEVEL 1: REPLACE; LEVEL 2: FACILITATIVE REPAIRS TO: APRON; LEVEL 3: REPLACE; LEVEL 4: 1X10; LEVEL 5: STAINED
ELEVATION | ELEVATION | WINDOWS | LEVEL 1: REPLACE; LEVEL 2: FACILITATIVE REPAIRS TO: APRON; LEVEL 3: REPLACE; LEVEL 4: 1.5X2; LEVEL 5: PAINTED
ELEVATION | ELEVATION | WINDOWS | LEVEL 1: REPLACE; LEVEL 2: FACILITATIVE REPAIRS TO: APRON; LEVEL 3: REPLACE; LEVEL 4: 1.5X2; LEVEL 5: STAINED
ELEVATION | ELEVATION | WINDOWS | LEVEL 1: REPLACE; LEVEL 2: FACILITATIVE REPAIRS TO: APRON; LEVEL 3: REPLACE; LEVEL 4: 1.5X4; LEVEL 5: PAINTED
ELEVATION | ELEVATION | WINDOWS | LEVEL 1: REPLACE; LEVEL 2: FACILITATIVE REPAIRS TO: APRON; LEVEL 3: REPLACE; LEVEL 4: 1.5X4; LEVEL 5: STAINED
ELEVATION | ELEVATION | WINDOWS | LEVEL 1: REPLACE; LEVEL 2: FACILITATIVE REPAIRS TO: APRON; LEVEL 3: REPLACE; LEVEL 4: 1.5X6; LEVEL 5: PAINTED
ELEVATION | ELEVATION | WINDOWS | LEVEL 1: REPLACE; LEVEL 2: FACILITATIVE REPAIRS TO: APRON; LEVEL 3: REPLACE; LEVEL 4: 1.5X6; LEVEL 5: STAINED
ELEVATION | ELEVATION | WINDOWS | LEVEL 1: REPLACE; LEVEL 2: FACILITATIVE REPAIRS TO: APRON; LEVEL 3: REPLACE; LEVEL 4: 1.5X8; LEVEL 5: PAINTED
ELEVATION | ELEVATION | WINDOWS | LEVEL 1: REPLACE; LEVEL 2: FACILITATIVE REPAIRS TO: APRON; LEVEL 3: REPLACE; LEVEL 4: 1.5X8; LEVEL 5: STAINED
ELEVATION | ELEVATION | WINDOWS | LEVEL 1: REPLACE; LEVEL 2: FACILITATIVE REPAIRS TO: APRON; LEVEL 3: REPLACE; LEVEL 4: 1.5X10; LEVEL 5: PAINTED
ELEVATION | ELEVATION | WINDOWS | LEVEL 1: REPLACE; LEVEL 2: FACILITATIVE REPAIRS TO: APRON; LEVEL 3: REPLACE; LEVEL 4: 1.5X10; LEVEL 5: STAINED
ELEVATION | ELEVATION | WINDOWS | LEVEL 1: REPLACE; LEVEL 2: FACILITATIVE REPAIRS TO: APRON; LEVEL 3: REPLACE; LEVEL 4: 2X2; LEVEL 5: PAINTED
ELEVATION | ELEVATION | WINDOWS | LEVEL 1: REPLACE; LEVEL 2: FACILITATIVE REPAIRS TO: APRON; LEVEL 3: REPLACE; LEVEL 4: 2X2; LEVEL 5: STAINED
ELEVATION | ELEVATION | WINDOWS | LEVEL 1: REPLACE; LEVEL 2: FACILITATIVE REPAIRS TO: APRON; LEVEL 3: REPLACE; LEVEL 4: 2X4; LEVEL 5: PAINTED
ELEVATION | ELEVATION | WINDOWS | LEVEL 1: REPLACE; LEVEL 2: FACILITATIVE REPAIRS TO: APRON; LEVEL 3: REPLACE; LEVEL 4: 2X4; LEVEL 5: STAINED
ELEVATION | ELEVATION | WINDOWS | LEVEL 1: REPLACE; LEVEL 2: FACILITATIVE REPAIRS TO: APRON; LEVEL 3: REPLACE; LEVEL 4: 2X6; LEVEL 5: PAINTED
ELEVATION | ELEVATION | WINDOWS | LEVEL 1: REPLACE; LEVEL 2: FACILITATIVE REPAIRS TO: APRON; LEVEL 3: REPLACE; LEVEL 4: 2X6; LEVEL 5: STAINED
ELEVATION | ELEVATION | WINDOWS | LEVEL 1: REPLACE; LEVEL 2: FACILITATIVE REPAIRS TO: APRON; LEVEL 3: REPLACE; LEVEL 4: 2X8; LEVEL 5: PAINTED
ELEVATION | ELEVATION | WINDOWS | LEVEL 1: REPLACE; LEVEL 2: FACILITATIVE REPAIRS TO: APRON; LEVEL 3: REPLACE; LEVEL 4: 2X8; LEVEL 5: STAINED
ELEVATION | ELEVATION | WINDOWS | LEVEL 1: REPLACE; LEVEL 2: FACILITATIVE REPAIRS TO: APRON; LEVEL 3: REPLACE; LEVEL 4: 2X10; LEVEL 5: PAINTED
ELEVATION | ELEVATION | WINDOWS | LEVEL 1: REPLACE; LEVEL 2: FACILITATIVE REPAIRS TO: APRON; LEVEL 3: REPLACE; LEVEL 4: 2X10; LEVEL 5: STAINED
ELEVATION | ELEVATION | WINDOWS | LEVEL 1: REPLACE; LEVEL 2: FACILITATIVE REPAIRS TO: STOOL; LEVEL 3: DETACH & RESET; LEVEL 4: .5X2; LEVEL 5: PAINTED
ELEVATION | ELEVATION | WINDOWS | LEVEL 1: REPLACE; LEVEL 2: FACILITATIVE REPAIRS TO: STOOL; LEVEL 3: DETACH & RESET; LEVEL 4: .5X2; LEVEL 5: STAINED
ELEVATION | ELEVATION | WINDOWS | LEVEL 1: REPLACE; LEVEL 2: FACILITATIVE REPAIRS TO: STOOL; LEVEL 3: DETACH & RESET; LEVEL 4: .5X4; LEVEL 5: PAINTED
ELEVATION | ELEVATION | WINDOWS | LEVEL 1: REPLACE; LEVEL 2: FACILITATIVE REPAIRS TO: STOOL; LEVEL 3: DETACH & RESET; LEVEL 4: .5X4; LEVEL 5: STAINED
ELEVATION | ELEVATION | WINDOWS | LEVEL 1: REPLACE; LEVEL 2: FACILITATIVE REPAIRS TO: STOOL; LEVEL 3: DETACH & RESET; LEVEL 4: .5X6; LEVEL 5: PAINTED
ELEVATION | ELEVATION | WINDOWS | LEVEL 1: REPLACE; LEVEL 2: FACILITATIVE REPAIRS TO: STOOL; LEVEL 3: DETACH & RESET; LEVEL 4: .5X6; LEVEL 5: STAINED
ELEVATION | ELEVATION | WINDOWS | LEVEL 1: REPLACE; LEVEL 2: FACILITATIVE REPAIRS TO: STOOL; LEVEL 3: DETACH & RESET; LEVEL 4: .5X8; LEVEL 5: PAINTED
ELEVATION | ELEVATION | WINDOWS | LEVEL 1: REPLACE; LEVEL 2: FACILITATIVE REPAIRS TO: STOOL; LEVEL 3: DETACH & RESET; LEVEL 4: .5X8; LEVEL 5: STAINED
ELEVATION | ELEVATION | WINDOWS | LEVEL 1: REPLACE; LEVEL 2: FACILITATIVE REPAIRS TO: STOOL; LEVEL 3: DETACH & RESET; LEVEL 4: .5X10; LEVEL 5: PAINTED
ELEVATION | ELEVATION | WINDOWS | LEVEL 1: REPLACE; LEVEL 2: FACILITATIVE REPAIRS TO: STOOL; LEVEL 3: DETACH & RESET; LEVEL 4: .5X10; LEVEL 5: STAINED
ELEVATION | ELEVATION | WINDOWS | LEVEL 1: REPLACE; LEVEL 2: FACILITATIVE REPAIRS TO: STOOL; LEVEL 3: DETACH & RESET; LEVEL 4: 1X2; LEVEL 5: PAINTED
ELEVATION | ELEVATION | WINDOWS | LEVEL 1: REPLACE; LEVEL 2: FACILITATIVE REPAIRS TO: STOOL; LEVEL 3: DETACH & RESET; LEVEL 4: 1X2; LEVEL 5: STAINED
ELEVATION | ELEVATION | WINDOWS | LEVEL 1: REPLACE; LEVEL 2: FACILITATIVE REPAIRS TO: STOOL; LEVEL 3: DETACH & RESET; LEVEL 4: 1X4; LEVEL 5: PAINTED
ELEVATION | ELEVATION | WINDOWS | LEVEL 1: REPLACE; LEVEL 2: FACILITATIVE REPAIRS TO: STOOL; LEVEL 3: DETACH & RESET; LEVEL 4: 1X4; LEVEL 5: STAINED
ELEVATION | ELEVATION | WINDOWS | LEVEL 1: REPLACE; LEVEL 2: FACILITATIVE REPAIRS TO: STOOL; LEVEL 3: DETACH & RESET; LEVEL 4: 1X6; LEVEL 5: PAINTED
ELEVATION | ELEVATION | WINDOWS | LEVEL 1: REPLACE; LEVEL 2: FACILITATIVE REPAIRS TO: STOOL; LEVEL 3: DETACH & RESET; LEVEL 4: 1X6; LEVEL 5: STAINED
ELEVATION | ELEVATION | WINDOWS | LEVEL 1: REPLACE; LEVEL 2: FACILITATIVE REPAIRS TO: STOOL; LEVEL 3: DETACH & RESET; LEVEL 4: 1X8; LEVEL 5: PAINTED
ELEVATION | ELEVATION | WINDOWS | LEVEL 1: REPLACE; LEVEL 2: FACILITATIVE REPAIRS TO: STOOL; LEVEL 3: DETACH & RESET; LEVEL 4: 1X8; LEVEL 5: STAINED
ELEVATION | ELEVATION | WINDOWS | LEVEL 1: REPLACE; LEVEL 2: FACILITATIVE REPAIRS TO: STOOL; LEVEL 3: DETACH & RESET; LEVEL 4: 1X10; LEVEL 5: PAINTED
ELEVATION | ELEVATION | WINDOWS | LEVEL 1: REPLACE; LEVEL 2: FACILITATIVE REPAIRS TO: STOOL; LEVEL 3: DETACH & RESET; LEVEL 4: 1X10; LEVEL 5: STAINED
ELEVATION | ELEVATION | WINDOWS | LEVEL 1: REPLACE; LEVEL 2: FACILITATIVE REPAIRS TO: STOOL; LEVEL 3: DETACH & RESET; LEVEL 4: 1.5X2; LEVEL 5: PAINTED
ELEVATION | ELEVATION | WINDOWS | LEVEL 1: REPLACE; LEVEL 2: FACILITATIVE REPAIRS TO: STOOL; LEVEL 3: DETACH & RESET; LEVEL 4: 1.5X2; LEVEL 5: STAINED
ELEVATION | ELEVATION | WINDOWS | LEVEL 1: REPLACE; LEVEL 2: FACILITATIVE REPAIRS TO: STOOL; LEVEL 3: DETACH & RESET; LEVEL 4: 1.5X4; LEVEL 5: PAINTED
ELEVATION | ELEVATION | WINDOWS | LEVEL 1: REPLACE; LEVEL 2: FACILITATIVE REPAIRS TO: STOOL; LEVEL 3: DETACH & RESET; LEVEL 4: 1.5X4; LEVEL 5: STAINED
ELEVATION | ELEVATION | WINDOWS | LEVEL 1: REPLACE; LEVEL 2: FACILITATIVE REPAIRS TO: STOOL; LEVEL 3: DETACH & RESET; LEVEL 4: 1.5X6; LEVEL 5: PAINTED
ELEVATION | ELEVATION | WINDOWS | LEVEL 1: REPLACE; LEVEL 2: FACILITATIVE REPAIRS TO: STOOL; LEVEL 3: DETACH & RESET; LEVEL 4: 1.5X6; LEVEL 5: STAINED
ELEVATION | ELEVATION | WINDOWS | LEVEL 1: REPLACE; LEVEL 2: FACILITATIVE REPAIRS TO: STOOL; LEVEL 3: DETACH & RESET; LEVEL 4: 1.5X8; LEVEL 5: PAINTED
ELEVATION | ELEVATION | WINDOWS | LEVEL 1: REPLACE; LEVEL 2: FACILITATIVE REPAIRS TO: STOOL; LEVEL 3: DETACH & RESET; LEVEL 4: 1.5X8; LEVEL 5: STAINED
ELEVATION | ELEVATION | WINDOWS | LEVEL 1: REPLACE; LEVEL 2: FACILITATIVE REPAIRS TO: STOOL; LEVEL 3: DETACH & RESET; LEVEL 4: 1.5X10; LEVEL 5: PAINTED
ELEVATION | ELEVATION | WINDOWS | LEVEL 1: REPLACE; LEVEL 2: FACILITATIVE REPAIRS TO: STOOL; LEVEL 3: DETACH & RESET; LEVEL 4: 1.5X10; LEVEL 5: STAINED
ELEVATION | ELEVATION | WINDOWS | LEVEL 1: REPLACE; LEVEL 2: FACILITATIVE REPAIRS TO: STOOL; LEVEL 3: DETACH & RESET; LEVEL 4: 2X2; LEVEL 5: PAINTED
ELEVATION | ELEVATION | WINDOWS | LEVEL 1: REPLACE; LEVEL 2: FACILITATIVE REPAIRS TO: STOOL; LEVEL 3: DETACH & RESET; LEVEL 4: 2X2; LEVEL 5: STAINED
ELEVATION | ELEVATION | WINDOWS | LEVEL 1: REPLACE; LEVEL 2: FACILITATIVE REPAIRS TO: STOOL; LEVEL 3: DETACH & RESET; LEVEL 4: 2X4; LEVEL 5: PAINTED
ELEVATION | ELEVATION | WINDOWS | LEVEL 1: REPLACE; LEVEL 2: FACILITATIVE REPAIRS TO: STOOL; LEVEL 3: DETACH & RESET; LEVEL 4: 2X4; LEVEL 5: STAINED
ELEVATION | ELEVATION | WINDOWS | LEVEL 1: REPLACE; LEVEL 2: FACILITATIVE REPAIRS TO: STOOL; LEVEL 3: DETACH & RESET; LEVEL 4: 2X6; LEVEL 5: PAINTED
ELEVATION | ELEVATION | WINDOWS | LEVEL 1: REPLACE; LEVEL 2: FACILITATIVE REPAIRS TO: STOOL; LEVEL 3: DETACH & RESET; LEVEL 4: 2X6; LEVEL 5: STAINED
ELEVATION | ELEVATION | WINDOWS | LEVEL 1: REPLACE; LEVEL 2: FACILITATIVE REPAIRS TO: STOOL; LEVEL 3: DETACH & RESET; LEVEL 4: 2X8; LEVEL 5: PAINTED
ELEVATION | ELEVATION | WINDOWS | LEVEL 1: REPLACE; LEVEL 2: FACILITATIVE REPAIRS TO: STOOL; LEVEL 3: DETACH & RESET; LEVEL 4: 2X8; LEVEL 5: STAINED
ELEVATION | ELEVATION | WINDOWS | LEVEL 1: REPLACE; LEVEL 2: FACILITATIVE REPAIRS TO: STOOL; LEVEL 3: DETACH & RESET; LEVEL 4: 2X10; LEVEL 5: PAINTED
ELEVATION | ELEVATION | WINDOWS | LEVEL 1: REPLACE; LEVEL 2: FACILITATIVE REPAIRS TO: STOOL; LEVEL 3: DETACH & RESET; LEVEL 4: 2X10; LEVEL 5: STAINED
ELEVATION | ELEVATION | WINDOWS | LEVEL 1: REPLACE; LEVEL 2: FACILITATIVE REPAIRS TO: STOOL; LEVEL 3: REPLACE; LEVEL 4: .5X2; LEVEL 5: PAINTED
ELEVATION | ELEVATION | WINDOWS | LEVEL 1: REPLACE; LEVEL 2: FACILITATIVE REPAIRS TO: STOOL; LEVEL 3: REPLACE; LEVEL 4: .5X2; LEVEL 5: STAINED
ELEVATION | ELEVATION | WINDOWS | LEVEL 1: REPLACE; LEVEL 2: FACILITATIVE REPAIRS TO: STOOL; LEVEL 3: REPLACE; LEVEL 4: .5X4; LEVEL 5: PAINTED
ELEVATION | ELEVATION | WINDOWS | LEVEL 1: REPLACE; LEVEL 2: FACILITATIVE REPAIRS TO: STOOL; LEVEL 3: REPLACE; LEVEL 4: .5X4; LEVEL 5: STAINED
ELEVATION | ELEVATION | WINDOWS | LEVEL 1: REPLACE; LEVEL 2: FACILITATIVE REPAIRS TO: STOOL; LEVEL 3: REPLACE; LEVEL 4: .5X6; LEVEL 5: PAINTED
ELEVATION | ELEVATION | WINDOWS | LEVEL 1: REPLACE; LEVEL 2: FACILITATIVE REPAIRS TO: STOOL; LEVEL 3: REPLACE; LEVEL 4: .5X6; LEVEL 5: STAINED
ELEVATION | ELEVATION | WINDOWS | LEVEL 1: REPLACE; LEVEL 2: FACILITATIVE REPAIRS TO: STOOL; LEVEL 3: REPLACE; LEVEL 4: .5X8; LEVEL 5: PAINTED
ELEVATION | ELEVATION | WINDOWS | LEVEL 1: REPLACE; LEVEL 2: FACILITATIVE REPAIRS TO: STOOL; LEVEL 3: REPLACE; LEVEL 4: .5X8; LEVEL 5: STAINED
ELEVATION | ELEVATION | WINDOWS | LEVEL 1: REPLACE; LEVEL 2: FACILITATIVE REPAIRS TO: STOOL; LEVEL 3: REPLACE; LEVEL 4: .5X10; LEVEL 5: PAINTED
ELEVATION | ELEVATION | WINDOWS | LEVEL 1: REPLACE; LEVEL 2: FACILITATIVE REPAIRS TO: STOOL; LEVEL 3: REPLACE; LEVEL 4: .5X10; LEVEL 5: STAINED
ELEVATION | ELEVATION | WINDOWS | LEVEL 1: REPLACE; LEVEL 2: FACILITATIVE REPAIRS TO: STOOL; LEVEL 3: REPLACE; LEVEL 4: 1X2; LEVEL 5: PAINTED
ELEVATION | ELEVATION | WINDOWS | LEVEL 1: REPLACE; LEVEL 2: FACILITATIVE REPAIRS TO: STOOL; LEVEL 3: REPLACE; LEVEL 4: 1X2; LEVEL 5: STAINED
ELEVATION | ELEVATION | WINDOWS | LEVEL 1: REPLACE; LEVEL 2: FACILITATIVE REPAIRS TO: STOOL; LEVEL 3: REPLACE; LEVEL 4: 1X4; LEVEL 5: PAINTED
ELEVATION | ELEVATION | WINDOWS | LEVEL 1: REPLACE; LEVEL 2: FACILITATIVE REPAIRS TO: STOOL; LEVEL 3: REPLACE; LEVEL 4: 1X4; LEVEL 5: STAINED
ELEVATION | ELEVATION | WINDOWS | LEVEL 1: REPLACE; LEVEL 2: FACILITATIVE REPAIRS TO: STOOL; LEVEL 3: REPLACE; LEVEL 4: 1X6; LEVEL 5: PAINTED
ELEVATION | ELEVATION | WINDOWS | LEVEL 1: REPLACE; LEVEL 2: FACILITATIVE REPAIRS TO: STOOL; LEVEL 3: REPLACE; LEVEL 4: 1X6; LEVEL 5: STAINED
ELEVATION | ELEVATION | WINDOWS | LEVEL 1: REPLACE; LEVEL 2: FACILITATIVE REPAIRS TO: STOOL; LEVEL 3: REPLACE; LEVEL 4: 1X8; LEVEL 5: PAINTED
ELEVATION | ELEVATION | WINDOWS | LEVEL 1: REPLACE; LEVEL 2: FACILITATIVE REPAIRS TO: STOOL; LEVEL 3: REPLACE; LEVEL 4: 1X8; LEVEL 5: STAINED
ELEVATION | ELEVATION | WINDOWS | LEVEL 1: REPLACE; LEVEL 2: FACILITATIVE REPAIRS TO: STOOL; LEVEL 3: REPLACE; LEVEL 4: 1X10; LEVEL 5: PAINTED
ELEVATION | ELEVATION | WINDOWS | LEVEL 1: REPLACE; LEVEL 2: FACILITATIVE REPAIRS TO: STOOL; LEVEL 3: REPLACE; LEVEL 4: 1X10; LEVEL 5: STAINED
ELEVATION | ELEVATION | WINDOWS | LEVEL 1: REPLACE; LEVEL 2: FACILITATIVE REPAIRS TO: STOOL; LEVEL 3: REPLACE; LEVEL 4: 1.5X2; LEVEL 5: PAINTED
ELEVATION | ELEVATION | WINDOWS | LEVEL 1: REPLACE; LEVEL 2: FACILITATIVE REPAIRS TO: STOOL; LEVEL 3: REPLACE; LEVEL 4: 1.5X2; LEVEL 5: STAINED
ELEVATION | ELEVATION | WINDOWS | LEVEL 1: REPLACE; LEVEL 2: FACILITATIVE REPAIRS TO: STOOL; LEVEL 3: REPLACE; LEVEL 4: 1.5X4; LEVEL 5: PAINTED
ELEVATION | ELEVATION | WINDOWS | LEVEL 1: REPLACE; LEVEL 2: FACILITATIVE REPAIRS TO: STOOL; LEVEL 3: REPLACE; LEVEL 4: 1.5X4; LEVEL 5: STAINED
ELEVATION | ELEVATION | WINDOWS | LEVEL 1: REPLACE; LEVEL 2: FACILITATIVE REPAIRS TO: STOOL; LEVEL 3: REPLACE; LEVEL 4: 1.5X6; LEVEL 5: PAINTED
ELEVATION | ELEVATION | WINDOWS | LEVEL 1: REPLACE; LEVEL 2: FACILITATIVE REPAIRS TO: STOOL; LEVEL 3: REPLACE; LEVEL 4: 1.5X6; LEVEL 5: STAINED
ELEVATION | ELEVATION | WINDOWS | LEVEL 1: REPLACE; LEVEL 2: FACILITATIVE REPAIRS TO: STOOL; LEVEL 3: REPLACE; LEVEL 4: 1.5X8; LEVEL 5: PAINTED
ELEVATION | ELEVATION | WINDOWS | LEVEL 1: REPLACE; LEVEL 2: FACILITATIVE REPAIRS TO: STOOL; LEVEL 3: REPLACE; LEVEL 4: 1.5X8; LEVEL 5: STAINED
ELEVATION | ELEVATION | WINDOWS | LEVEL 1: REPLACE; LEVEL 2: FACILITATIVE REPAIRS TO: STOOL; LEVEL 3: REPLACE; LEVEL 4: 1.5X10; LEVEL 5: PAINTED
ELEVATION | ELEVATION | WINDOWS | LEVEL 1: REPLACE; LEVEL 2: FACILITATIVE REPAIRS TO: STOOL; LEVEL 3: REPLACE; LEVEL 4: 1.5X10; LEVEL 5: STAINED
ELEVATION | ELEVATION | WINDOWS | LEVEL 1: REPLACE; LEVEL 2: FACILITATIVE REPAIRS TO: STOOL; LEVEL 3: REPLACE; LEVEL 4: 2X2; LEVEL 5: PAINTED
ELEVATION | ELEVATION | WINDOWS | LEVEL 1: REPLACE; LEVEL 2: FACILITATIVE REPAIRS TO: STOOL; LEVEL 3: REPLACE; LEVEL 4: 2X2; LEVEL 5: STAINED
ELEVATION | ELEVATION | WINDOWS | LEVEL 1: REPLACE; LEVEL 2: FACILITATIVE REPAIRS TO: STOOL; LEVEL 3: REPLACE; LEVEL 4: 2X4; LEVEL 5: PAINTED
ELEVATION | ELEVATION | WINDOWS | LEVEL 1: REPLACE; LEVEL 2: FACILITATIVE REPAIRS TO: STOOL; LEVEL 3: REPLACE; LEVEL 4: 2X4; LEVEL 5: STAINED
ELEVATION | ELEVATION | WINDOWS | LEVEL 1: REPLACE; LEVEL 2: FACILITATIVE REPAIRS TO: STOOL; LEVEL 3: REPLACE; LEVEL 4: 2X6; LEVEL 5: PAINTED
ELEVATION | ELEVATION | WINDOWS | LEVEL 1: REPLACE; LEVEL 2: FACILITATIVE REPAIRS TO: STOOL; LEVEL 3: REPLACE; LEVEL 4: 2X6; LEVEL 5: STAINED
ELEVATION | ELEVATION | WINDOWS | LEVEL 1: REPLACE; LEVEL 2: FACILITATIVE REPAIRS TO: STOOL; LEVEL 3: REPLACE; LEVEL 4: 2X8; LEVEL 5: PAINTED
ELEVATION | ELEVATION | WINDOWS | LEVEL 1: REPLACE; LEVEL 2: FACILITATIVE REPAIRS TO: STOOL; LEVEL 3: REPLACE; LEVEL 4: 2X8; LEVEL 5: STAINED
ELEVATION | ELEVATION | WINDOWS | LEVEL 1: REPLACE; LEVEL 2: FACILITATIVE REPAIRS TO: STOOL; LEVEL 3: REPLACE; LEVEL 4: 2X10; LEVEL 5: PAINTED
ELEVATION | ELEVATION | WINDOWS | LEVEL 1: REPLACE; LEVEL 2: FACILITATIVE REPAIRS TO: STOOL; LEVEL 3: REPLACE; LEVEL 4: 2X10; LEVEL 5: STAINED
ELEVATION | ELEVATION | WINDOWS | LEVEL 1: REPLACE; LEVEL 2: FACILITATIVE REPAIRS TO: SILL; LEVEL 3: DETACH & RESET; LEVEL 4: .5X2; LEVEL 5: PAINTED
ELEVATION | ELEVATION | WINDOWS | LEVEL 1: REPLACE; LEVEL 2: FACILITATIVE REPAIRS TO: SILL; LEVEL 3: DETACH & RESET; LEVEL 4: .5X2; LEVEL 5: STAINED
ELEVATION | ELEVATION | WINDOWS | LEVEL 1: REPLACE; LEVEL 2: FACILITATIVE REPAIRS TO: SILL; LEVEL 3: DETACH & RESET; LEVEL 4: .5X4; LEVEL 5: PAINTED
ELEVATION | ELEVATION | WINDOWS | LEVEL 1: REPLACE; LEVEL 2: FACILITATIVE REPAIRS TO: SILL; LEVEL 3: DETACH & RESET; LEVEL 4: .5X4; LEVEL 5: STAINED
ELEVATION | ELEVATION | WINDOWS | LEVEL 1: REPLACE; LEVEL 2: FACILITATIVE REPAIRS TO: SILL; LEVEL 3: DETACH & RESET; LEVEL 4: .5X6; LEVEL 5: PAINTED
ELEVATION | ELEVATION | WINDOWS | LEVEL 1: REPLACE; LEVEL 2: FACILITATIVE REPAIRS TO: SILL; LEVEL 3: DETACH & RESET; LEVEL 4: .5X6; LEVEL 5: STAINED
ELEVATION | ELEVATION | WINDOWS | LEVEL 1: REPLACE; LEVEL 2: FACILITATIVE REPAIRS TO: SILL; LEVEL 3: DETACH & RESET; LEVEL 4: .5X8; LEVEL 5: PAINTED
ELEVATION | ELEVATION | WINDOWS | LEVEL 1: REPLACE; LEVEL 2: FACILITATIVE REPAIRS TO: SILL; LEVEL 3: DETACH & RESET; LEVEL 4: .5X8; LEVEL 5: STAINED
ELEVATION | ELEVATION | WINDOWS | LEVEL 1: REPLACE; LEVEL 2: FACILITATIVE REPAIRS TO: SILL; LEVEL 3: DETACH & RESET; LEVEL 4: .5X10; LEVEL 5: PAINTED
ELEVATION | ELEVATION | WINDOWS | LEVEL 1: REPLACE; LEVEL 2: FACILITATIVE REPAIRS TO: SILL; LEVEL 3: DETACH & RESET; LEVEL 4: .5X10; LEVEL 5: STAINED
ELEVATION | ELEVATION | WINDOWS | LEVEL 1: REPLACE; LEVEL 2: FACILITATIVE REPAIRS TO: SILL; LEVEL 3: DETACH & RESET; LEVEL 4: 1X2; LEVEL 5: PAINTED
ELEVATION | ELEVATION | WINDOWS | LEVEL 1: REPLACE; LEVEL 2: FACILITATIVE REPAIRS TO: SILL; LEVEL 3: DETACH & RESET; LEVEL 4: 1X2; LEVEL 5: STAINED
ELEVATION | ELEVATION | WINDOWS | LEVEL 1: REPLACE; LEVEL 2: FACILITATIVE REPAIRS TO: SILL; LEVEL 3: DETACH & RESET; LEVEL 4: 1X4; LEVEL 5: PAINTED
ELEVATION | ELEVATION | WINDOWS | LEVEL 1: REPLACE; LEVEL 2: FACILITATIVE REPAIRS TO: SILL; LEVEL 3: DETACH & RESET; LEVEL 4: 1X4; LEVEL 5: STAINED
ELEVATION | ELEVATION | WINDOWS | LEVEL 1: REPLACE; LEVEL 2: FACILITATIVE REPAIRS TO: SILL; LEVEL 3: DETACH & RESET; LEVEL 4: 1X6; LEVEL 5: PAINTED
ELEVATION | ELEVATION | WINDOWS | LEVEL 1: REPLACE; LEVEL 2: FACILITATIVE REPAIRS TO: SILL; LEVEL 3: DETACH & RESET; LEVEL 4: 1X6; LEVEL 5: STAINED
ELEVATION | ELEVATION | WINDOWS | LEVEL 1: REPLACE; LEVEL 2: FACILITATIVE REPAIRS TO: SILL; LEVEL 3: DETACH & RESET; LEVEL 4: 1X8; LEVEL 5: PAINTED
ELEVATION | ELEVATION | WINDOWS | LEVEL 1: REPLACE; LEVEL 2: FACILITATIVE REPAIRS TO: SILL; LEVEL 3: DETACH & RESET; LEVEL 4: 1X8; LEVEL 5: STAINED
ELEVATION | ELEVATION | WINDOWS | LEVEL 1: REPLACE; LEVEL 2: FACILITATIVE REPAIRS TO: SILL; LEVEL 3: DETACH & RESET; LEVEL 4: 1X10; LEVEL 5: PAINTED
ELEVATION | ELEVATION | WINDOWS | LEVEL 1: REPLACE; LEVEL 2: FACILITATIVE REPAIRS TO: SILL; LEVEL 3: DETACH & RESET; LEVEL 4: 1X10; LEVEL 5: STAINED
ELEVATION | ELEVATION | WINDOWS | LEVEL 1: REPLACE; LEVEL 2: FACILITATIVE REPAIRS TO: SILL; LEVEL 3: DETACH & RESET; LEVEL 4: 1.5X2; LEVEL 5: PAINTED
ELEVATION | ELEVATION | WINDOWS | LEVEL 1: REPLACE; LEVEL 2: FACILITATIVE REPAIRS TO: SILL; LEVEL 3: DETACH & RESET; LEVEL 4: 1.5X2; LEVEL 5: STAINED
ELEVATION | ELEVATION | WINDOWS | LEVEL 1: REPLACE; LEVEL 2: FACILITATIVE REPAIRS TO: SILL; LEVEL 3: DETACH & RESET; LEVEL 4: 1.5X4; LEVEL 5: PAINTED
ELEVATION | ELEVATION | WINDOWS | LEVEL 1: REPLACE; LEVEL 2: FACILITATIVE REPAIRS TO: SILL; LEVEL 3: DETACH & RESET; LEVEL 4: 1.5X4; LEVEL 5: STAINED
ELEVATION | ELEVATION | WINDOWS | LEVEL 1: REPLACE; LEVEL 2: FACILITATIVE REPAIRS TO: SILL; LEVEL 3: DETACH & RESET; LEVEL 4: 1.5X6; LEVEL 5: PAINTED
ELEVATION | ELEVATION | WINDOWS | LEVEL 1: REPLACE; LEVEL 2: FACILITATIVE REPAIRS TO: SILL; LEVEL 3: DETACH & RESET; LEVEL 4: 1.5X6; LEVEL 5: STAINED
ELEVATION | ELEVATION | WINDOWS | LEVEL 1: REPLACE; LEVEL 2: FACILITATIVE REPAIRS TO: SILL; LEVEL 3: DETACH & RESET; LEVEL 4: 1.5X8; LEVEL 5: PAINTED
ELEVATION | ELEVATION | WINDOWS | LEVEL 1: REPLACE; LEVEL 2: FACILITATIVE REPAIRS TO: SILL; LEVEL 3: DETACH & RESET; LEVEL 4: 1.5X8; LEVEL 5: STAINED
ELEVATION | ELEVATION | WINDOWS | LEVEL 1: REPLACE; LEVEL 2: FACILITATIVE REPAIRS TO: SILL; LEVEL 3: DETACH & RESET; LEVEL 4: 1.5X10; LEVEL 5: PAINTED
ELEVATION | ELEVATION | WINDOWS | LEVEL 1: REPLACE; LEVEL 2: FACILITATIVE REPAIRS TO: SILL; LEVEL 3: DETACH & RESET; LEVEL 4: 1.5X10; LEVEL 5: STAINED
ELEVATION | ELEVATION | WINDOWS | LEVEL 1: REPLACE; LEVEL 2: FACILITATIVE REPAIRS TO: SILL; LEVEL 3: DETACH & RESET; LEVEL 4: 2X2; LEVEL 5: PAINTED
ELEVATION | ELEVATION | WINDOWS | LEVEL 1: REPLACE; LEVEL 2: FACILITATIVE REPAIRS TO: SILL; LEVEL 3: DETACH & RESET; LEVEL 4: 2X2; LEVEL 5: STAINED
ELEVATION | ELEVATION | WINDOWS | LEVEL 1: REPLACE; LEVEL 2: FACILITATIVE REPAIRS TO: SILL; LEVEL 3: DETACH & RESET; LEVEL 4: 2X4; LEVEL 5: PAINTED
ELEVATION | ELEVATION | WINDOWS | LEVEL 1: REPLACE; LEVEL 2: FACILITATIVE REPAIRS TO: SILL; LEVEL 3: DETACH & RESET; LEVEL 4: 2X4; LEVEL 5: STAINED
ELEVATION | ELEVATION | WINDOWS | LEVEL 1: REPLACE; LEVEL 2: FACILITATIVE REPAIRS TO: SILL; LEVEL 3: DETACH & RESET; LEVEL 4: 2X6; LEVEL 5: PAINTED
ELEVATION | ELEVATION | WINDOWS | LEVEL 1: REPLACE; LEVEL 2: FACILITATIVE REPAIRS TO: SILL; LEVEL 3: DETACH & RESET; LEVEL 4: 2X6; LEVEL 5: STAINED
ELEVATION | ELEVATION | WINDOWS | LEVEL 1: REPLACE; LEVEL 2: FACILITATIVE REPAIRS TO: SILL; LEVEL 3: DETACH & RESET; LEVEL 4: 2X8; LEVEL 5: PAINTED
ELEVATION | ELEVATION | WINDOWS | LEVEL 1: REPLACE; LEVEL 2: FACILITATIVE REPAIRS TO: SILL; LEVEL 3: DETACH & RESET; LEVEL 4: 2X8; LEVEL 5: STAINED
ELEVATION | ELEVATION | WINDOWS | LEVEL 1: REPLACE; LEVEL 2: FACILITATIVE REPAIRS TO: SILL; LEVEL 3: DETACH & RESET; LEVEL 4: 2X10; LEVEL 5: PAINTED
ELEVATION | ELEVATION | WINDOWS | LEVEL 1: REPLACE; LEVEL 2: FACILITATIVE REPAIRS TO: SILL; LEVEL 3: DETACH & RESET; LEVEL 4: 2X10; LEVEL 5: STAINED
ELEVATION | ELEVATION | WINDOWS | LEVEL 1: REPLACE; LEVEL 2: FACILITATIVE REPAIRS TO: SILL; LEVEL 3: REPLACE; LEVEL 4: .5X2; LEVEL 5: PAINTED
ELEVATION | ELEVATION | WINDOWS | LEVEL 1: REPLACE; LEVEL 2: FACILITATIVE REPAIRS TO: SILL; LEVEL 3: REPLACE; LEVEL 4: .5X2; LEVEL 5: STAINED
ELEVATION | ELEVATION | WINDOWS | LEVEL 1: REPLACE; LEVEL 2: FACILITATIVE REPAIRS TO: SILL; LEVEL 3: REPLACE; LEVEL 4: .5X4; LEVEL 5: PAINTED
ELEVATION | ELEVATION | WINDOWS | LEVEL 1: REPLACE; LEVEL 2: FACILITATIVE REPAIRS TO: SILL; LEVEL 3: REPLACE; LEVEL 4: .5X4; LEVEL 5: STAINED
ELEVATION | ELEVATION | WINDOWS | LEVEL 1: REPLACE; LEVEL 2: FACILITATIVE REPAIRS TO: SILL; LEVEL 3: REPLACE; LEVEL 4: .5X6; LEVEL 5: PAINTED
ELEVATION | ELEVATION | WINDOWS | LEVEL 1: REPLACE; LEVEL 2: FACILITATIVE REPAIRS TO: SILL; LEVEL 3: REPLACE; LEVEL 4: .5X6; LEVEL 5: STAINED
ELEVATION | ELEVATION | WINDOWS | LEVEL 1: REPLACE; LEVEL 2: FACILITATIVE REPAIRS TO: SILL; LEVEL 3: REPLACE; LEVEL 4: .5X8; LEVEL 5: PAINTED
ELEVATION | ELEVATION | WINDOWS | LEVEL 1: REPLACE; LEVEL 2: FACILITATIVE REPAIRS TO: SILL; LEVEL 3: REPLACE; LEVEL 4: .5X8; LEVEL 5: STAINED
ELEVATION | ELEVATION | WINDOWS | LEVEL 1: REPLACE; LEVEL 2: FACILITATIVE REPAIRS TO: SILL; LEVEL 3: REPLACE; LEVEL 4: .5X10; LEVEL 5: PAINTED
ELEVATION | ELEVATION | WINDOWS | LEVEL 1: REPLACE; LEVEL 2: FACILITATIVE REPAIRS TO: SILL; LEVEL 3: REPLACE; LEVEL 4: .5X10; LEVEL 5: STAINED
ELEVATION | ELEVATION | WINDOWS | LEVEL 1: REPLACE; LEVEL 2: FACILITATIVE REPAIRS TO: SILL; LEVEL 3: REPLACE; LEVEL 4: 1X2; LEVEL 5: PAINTED
ELEVATION | ELEVATION | WINDOWS | LEVEL 1: REPLACE; LEVEL 2: FACILITATIVE REPAIRS TO: SILL; LEVEL 3: REPLACE; LEVEL 4: 1X2; LEVEL 5: STAINED
ELEVATION | ELEVATION | WINDOWS | LEVEL 1: REPLACE; LEVEL 2: FACILITATIVE REPAIRS TO: SILL; LEVEL 3: REPLACE; LEVEL 4: 1X4; LEVEL 5: PAINTED
ELEVATION | ELEVATION | WINDOWS | LEVEL 1: REPLACE; LEVEL 2: FACILITATIVE REPAIRS TO: SILL; LEVEL 3: REPLACE; LEVEL 4: 1X4; LEVEL 5: STAINED
ELEVATION | ELEVATION | WINDOWS | LEVEL 1: REPLACE; LEVEL 2: FACILITATIVE REPAIRS TO: SILL; LEVEL 3: REPLACE; LEVEL 4: 1X6; LEVEL 5: PAINTED
ELEVATION | ELEVATION | WINDOWS | LEVEL 1: REPLACE; LEVEL 2: FACILITATIVE REPAIRS TO: SILL; LEVEL 3: REPLACE; LEVEL 4: 1X6; LEVEL 5: STAINED
ELEVATION | ELEVATION | WINDOWS | LEVEL 1: REPLACE; LEVEL 2: FACILITATIVE REPAIRS TO: SILL; LEVEL 3: REPLACE; LEVEL 4: 1X8; LEVEL 5: PAINTED
ELEVATION | ELEVATION | WINDOWS | LEVEL 1: REPLACE; LEVEL 2: FACILITATIVE REPAIRS TO: SILL; LEVEL 3: REPLACE; LEVEL 4: 1X8; LEVEL 5: STAINED
ELEVATION | ELEVATION | WINDOWS | LEVEL 1: REPLACE; LEVEL 2: FACILITATIVE REPAIRS TO: SILL; LEVEL 3: REPLACE; LEVEL 4: 1X10; LEVEL 5: PAINTED
ELEVATION | ELEVATION | WINDOWS | LEVEL 1: REPLACE; LEVEL 2: FACILITATIVE REPAIRS TO: SILL; LEVEL 3: REPLACE; LEVEL 4: 1X10; LEVEL 5: STAINED
ELEVATION | ELEVATION | WINDOWS | LEVEL 1: REPLACE; LEVEL 2: FACILITATIVE REPAIRS TO: SILL; LEVEL 3: REPLACE; LEVEL 4: 1.5X2; LEVEL 5: PAINTED
ELEVATION | ELEVATION | WINDOWS | LEVEL 1: REPLACE; LEVEL 2: FACILITATIVE REPAIRS TO: SILL; LEVEL 3: REPLACE; LEVEL 4: 1.5X2; LEVEL 5: STAINED
ELEVATION | ELEVATION | WINDOWS | LEVEL 1: REPLACE; LEVEL 2: FACILITATIVE REPAIRS TO: SILL; LEVEL 3: REPLACE; LEVEL 4: 1.5X4; LEVEL 5: PAINTED
ELEVATION | ELEVATION | WINDOWS | LEVEL 1: REPLACE; LEVEL 2: FACILITATIVE REPAIRS TO: SILL; LEVEL 3: REPLACE; LEVEL 4: 1.5X4; LEVEL 5: STAINED
ELEVATION | ELEVATION | WINDOWS | LEVEL 1: REPLACE; LEVEL 2: FACILITATIVE REPAIRS TO: SILL; LEVEL 3: REPLACE; LEVEL 4: 1.5X6; LEVEL 5: PAINTED
ELEVATION | ELEVATION | WINDOWS | LEVEL 1: REPLACE; LEVEL 2: FACILITATIVE REPAIRS TO: SILL; LEVEL 3: REPLACE; LEVEL 4: 1.5X6; LEVEL 5: STAINED
ELEVATION | ELEVATION | WINDOWS | LEVEL 1: REPLACE; LEVEL 2: FACILITATIVE REPAIRS TO: SILL; LEVEL 3: REPLACE; LEVEL 4: 1.5X8; LEVEL 5: PAINTED
ELEVATION | ELEVATION | WINDOWS | LEVEL 1: REPLACE; LEVEL 2: FACILITATIVE REPAIRS TO: SILL; LEVEL 3: REPLACE; LEVEL 4: 1.5X8; LEVEL 5: STAINED
ELEVATION | ELEVATION | WINDOWS | LEVEL 1: REPLACE; LEVEL 2: FACILITATIVE REPAIRS TO: SILL; LEVEL 3: REPLACE; LEVEL 4: 1.5X10; LEVEL 5: PAINTED
ELEVATION | ELEVATION | WINDOWS | LEVEL 1: REPLACE; LEVEL 2: FACILITATIVE REPAIRS TO: SILL; LEVEL 3: REPLACE; LEVEL 4: 1.5X10; LEVEL 5: STAINED
ELEVATION | ELEVATION | WINDOWS | LEVEL 1: REPLACE; LEVEL 2: FACILITATIVE REPAIRS TO: SILL; LEVEL 3: REPLACE; LEVEL 4: 2X2; LEVEL 5: PAINTED
ELEVATION | ELEVATION | WINDOWS | LEVEL 1: REPLACE; LEVEL 2: FACILITATIVE REPAIRS TO: SILL; LEVEL 3: REPLACE; LEVEL 4: 2X2; LEVEL 5: STAINED
ELEVATION | ELEVATION | WINDOWS | LEVEL 1: REPLACE; LEVEL 2: FACILITATIVE REPAIRS TO: SILL; LEVEL 3: REPLACE; LEVEL 4: 2X4; LEVEL 5: PAINTED
ELEVATION | ELEVATION | WINDOWS | LEVEL 1: REPLACE; LEVEL 2: FACILITATIVE REPAIRS TO: SILL; LEVEL 3: REPLACE; LEVEL 4: 2X4; LEVEL 5: STAINED
ELEVATION | ELEVATION | WINDOWS | LEVEL 1: REPLACE; LEVEL 2: FACILITATIVE REPAIRS TO: SILL; LEVEL 3: REPLACE; LEVEL 4: 2X6; LEVEL 5: PAINTED
ELEVATION | ELEVATION | WINDOWS | LEVEL 1: REPLACE; LEVEL 2: FACILITATIVE REPAIRS TO: SILL; LEVEL 3: REPLACE; LEVEL 4: 2X6; LEVEL 5: STAINED
ELEVATION | ELEVATION | WINDOWS | LEVEL 1: REPLACE; LEVEL 2: FACILITATIVE REPAIRS TO: SILL; LEVEL 3: REPLACE; LEVEL 4: 2X8; LEVEL 5: PAINTED
ELEVATION | ELEVATION | WINDOWS | LEVEL 1: REPLACE; LEVEL 2: FACILITATIVE REPAIRS TO: SILL; LEVEL 3: REPLACE; LEVEL 4: 2X8; LEVEL 5: STAINED
ELEVATION | ELEVATION | WINDOWS | LEVEL 1: REPLACE; LEVEL 2: FACILITATIVE REPAIRS TO: SILL; LEVEL 3: REPLACE; LEVEL 4: 2X10; LEVEL 5: PAINTED
ELEVATION | ELEVATION | WINDOWS | LEVEL 1: REPLACE; LEVEL 2: FACILITATIVE REPAIRS TO: SILL; LEVEL 3: REPLACE; LEVEL 4: 2X10; LEVEL 5: STAINED
ELEVATION | ELEVATION | WINDOWS | LEVEL 1: REPLACE; LEVEL 2: FACILITATIVE REPAIRS TO: DRYWALL; LEVEL 3: PAINTED; LEVEL 4: SQ FT
ELEVATION | ELEVATION | WINDOWS | LEVEL 1: REPLACE; LEVEL 2: FACILITATIVE REPAIRS TO: DRYWALL; LEVEL 3: INTEGRAL COLOR; LEVEL 4: SQ FT
ELEVATION | ELEVATION | WINDOWS | LEVEL 1: REPLACE; LEVEL 2: FACILITATIVE REPAIRS TO: DRYWALL; LEVEL 3: PRIME AREA FOR PAINT
ELEVATION | ELEVATION | WINDOWS | LEVEL 1: REPLACE; LEVEL 2: FACILITATIVE REPAIRS TO: DRYWALL; LEVEL 3: PAINT SQ FT
ELEVATION | ELEVATION | WINDOWS | LEVEL 1: REPLACE; LEVEL 2: FACILITATIVE REPAIRS TO: PLASTER; LEVEL 3: PAINTED; LEVEL 4: SQ FT
ELEVATION | ELEVATION | WINDOWS | LEVEL 1: REPLACE; LEVEL 2: FACILITATIVE REPAIRS TO: PLASTER; LEVEL 3: INTEGRAL COLOR; LEVEL 4: SQ FT
ELEVATION | ELEVATION | WINDOWS | LEVEL 1: REPLACE; LEVEL 2: FACILITATIVE REPAIRS TO: PLASTER; LEVEL 3: PRIME AREA FOR PAINT
ELEVATION | ELEVATION | WINDOWS | LEVEL 1: REPLACE; LEVEL 2: FACILITATIVE REPAIRS TO: PLASTER; LEVEL 3: PAINT SQ FT
ELEVATION | ELEVATION | WINDOWS | LEVEL 1: REPLACE; LEVEL 2: FACILITATIVE REPAIRS TO: STUCCO; LEVEL 3: PAINTED; LEVEL 4: SQ FT
ELEVATION | ELEVATION | WINDOWS | LEVEL 1: REPLACE; LEVEL 2: FACILITATIVE REPAIRS TO: STUCCO; LEVEL 3: INTEGRAL COLOR; LEVEL 4: SQ FT
ELEVATION | ELEVATION | WINDOWS | LEVEL 1: REPLACE; LEVEL 2: FACILITATIVE REPAIRS TO: STUCCO; LEVEL 3: PRIME AREA FOR PAINT
ELEVATION | ELEVATION | WINDOWS | LEVEL 1: REPLACE; LEVEL 2: FACILITATIVE REPAIRS TO: STUCCO; LEVEL 3: PAINT SQ FT
ELEVATION | ELEVATION | WINDOWS | LEVEL 1: REPLACE; LEVEL 2: FACILITATIVE REPAIRS TO: EFIS; LEVEL 3: PAINTED; LEVEL 4: SQ FT
ELEVATION | ELEVATION | WINDOWS | LEVEL 1: REPLACE; LEVEL 2: FACILITATIVE REPAIRS TO: EFIS; LEVEL 3: INTEGRAL COLOR; LEVEL 4: SQ FT
ELEVATION | ELEVATION | WINDOWS | LEVEL 1: REPLACE; LEVEL 2: FACILITATIVE REPAIRS TO: EFIS; LEVEL 3: PRIME AREA FOR PAINT
ELEVATION | ELEVATION | WINDOWS | LEVEL 1: REPLACE; LEVEL 2: FACILITATIVE REPAIRS TO: EFIS; LEVEL 3: PAINT SQ FT
ELEVATION | ELEVATION | WINDOWS | LEVEL 1: REPLACE; LEVEL 2: PAINT; LEVEL 3: TRIM; LEVEL 4: LINEAR FOOTAGE
ELEVATION | ELEVATION | WINDOWS | LEVEL 1: REPLACE; LEVEL 2: PAINT; LEVEL 3: INTERIOR WALL; LEVEL 4: SQ FT
ELEVATION | ELEVATION | WINDOWS | LEVEL 1: REPLACE; LEVEL 2: PAINT; LEVEL 3: EXTERIOR WALL; LEVEL 4: SQ FT
ELEVATION | ELEVATION | WINDOW/DOOR SCREEN | LEVEL 1: RESCREEN; LEVEL 2: SQ FT
ELEVATION | ELEVATION | WINDOW/DOOR SCREEN | LEVEL 1: REPLACE; LEVEL 2: SOLAR SCREEN; LEVEL 3: SIZES AFFECTED: 1-9SQ FT; LEVEL 4: QUANTITY
ELEVATION | ELEVATION | WINDOW/DOOR SCREEN | LEVEL 1: REPLACE; LEVEL 2: SOLAR SCREEN; LEVEL 3: SIZES AFFECTED: 10-16 SQ FT; LEVEL 4: QUANTITY
ELEVATION | ELEVATION | WINDOW/DOOR SCREEN | LEVEL 1: REPLACE; LEVEL 2: SOLAR SCREEN; LEVEL 3: SIZES AFFECTED: 17-25 SQ FT; LEVEL 4: QUANTITY
ELEVATION | ELEVATION | WINDOW/DOOR SCREEN | LEVEL 1: REPLACE; LEVEL 2: SOLAR SCREEN; LEVEL 3: SIZES AFFECTED: 26-32 SQ FT; LEVEL 4: QUANTITY
ELEVATION | ELEVATION | WINDOW/DOOR SCREEN | LEVEL 1: REPLACE; LEVEL 2: SIZES AFFECTED: 1-9SQ FT; LEVEL 3: QUANTITY
ELEVATION | ELEVATION | WINDOW/DOOR SCREEN | LEVEL 1: REPLACE; LEVEL 2: SIZES AFFECTED: 10-16 SQ FT; LEVEL 3: QUANTITY
ELEVATION | ELEVATION | WINDOW/DOOR SCREEN | LEVEL 1: REPLACE; LEVEL 2: SIZES AFFECTED: 17-25 SQ FT; LEVEL 3: QUANTITY
ELEVATION | ELEVATION | WINDOW/DOOR SCREEN | LEVEL 1: REPLACE; LEVEL 2: SIZES AFFECTED: 26-32 SQ FT; LEVEL 3: QUANTITY
ELEVATION | ELEVATION | DOOR | REPAIR | SINGLE | DETACH AND RESET | SLAB ONLY | DETACH AND RESET | SIZE: 6'8" | QUANTITY
ELEVATION | ELEVATION | DOOR | REPAIR | SINGLE | DETACH AND RESET | SLAB ONLY | DETACH AND RESET | SIZE: 8' | QUANTITY
ELEVATION | ELEVATION | DOOR | REPAIR | SINGLE | DETACH AND RESET | SLAB ONLY | RESET ONLY | SIZE: 6'8" | QUANTITY
ELEVATION | ELEVATION | DOOR | REPAIR | SINGLE | DETACH AND RESET | SLAB ONLY | RESET ONLY | SIZE: 8' | QUANTITY
ELEVATION | ELEVATION | DOOR | REPAIR | SINGLE | D&R HARDWARE | REPLACE | GRADE: STANDARD | QUANTITY
ELEVATION | ELEVATION | DOOR | REPAIR | SINGLE | D&R HARDWARE | REPLACE | GRADE: HIGH | QUANTITY
ELEVATION | ELEVATION | DOOR | REPAIR | SINGLE | D&R HARDWARE | REPLACE | GRADE: PREMIUM | QUANTITY
ELEVATION | ELEVATION | DOOR | REPAIR | SINGLE | REFINISH | PAINT | ONE SIDE | QUANTITY
ELEVATION | ELEVATION | DOOR | REPAIR | SINGLE | REFINISH | PAINT | 2 SIDES | QUANTITY
ELEVATION | ELEVATION | DOOR | REPAIR | SINGLE | REFINISH | STAIN | ONE SIDE | QUANTITY
ELEVATION | ELEVATION | DOOR | REPAIR | SINGLE | REFINISH | STAIN | 2 SIDES | QUANTITY
ELEVATION | ELEVATION | DOOR | REPAIR | SINGLE | BRICK MOLDING | REPLACE | PAINT | LINEAR FOOTAGE
ELEVATION | ELEVATION | DOOR | REPAIR | SINGLE | BRICK MOLDING | REPLACE | STAIN | LINEAR FOOTAGE
ELEVATION | ELEVATION | DOOR | REPAIR | SINGLE | BRICK MOLDING | DETACH AND RESET | PAINT | LINEAR FOOTAGE
ELEVATION | ELEVATION | DOOR | REPAIR | SINGLE | BRICK MOLDING | DETACH AND RESET | STAIN | LINEAR FOOTAGE
ELEVATION | ELEVATION | DOOR | REPAIR | SINGLE | EXTERIOR TRIM | REPLACE | SIZE: 1X4 | PAINT | LINEAR FOOTAGE
ELEVATION | ELEVATION | DOOR | REPAIR | SINGLE | EXTERIOR TRIM | REPLACE | SIZE: 1X4 | STAIN | LINEAR FOOTAGE
ELEVATION | ELEVATION | DOOR | REPAIR | SINGLE | EXTERIOR TRIM | REPLACE | SIZE: 1X6 | PAINT | LINEAR FOOTAGE
ELEVATION | ELEVATION | DOOR | REPAIR | SINGLE | EXTERIOR TRIM | REPLACE | SIZE: 1X6 | STAIN | LINEAR FOOTAGE
ELEVATION | ELEVATION | DOOR | REPAIR | SINGLE | EXTERIOR TRIM | REPLACE | SIZE: 1X8 | PAINT | LINEAR FOOTAGE
ELEVATION | ELEVATION | DOOR | REPAIR | SINGLE | EXTERIOR TRIM | REPLACE | SIZE: 1X8 | STAIN | LINEAR FOOTAGE
ELEVATION | ELEVATION | DOOR | REPAIR | SINGLE | EXTERIOR TRIM | REPLACE | SIZE: BRICK MOLDING | PAINT | LINEAR FOOTAGE
ELEVATION | ELEVATION | DOOR | REPAIR | SINGLE | EXTERIOR TRIM | REPLACE | SIZE: BRICK MOLDING | STAIN | LINEAR FOOTAGE
ELEVATION | ELEVATION | DOOR | REPAIR | SINGLE | EXTERIOR TRIM | DETACH AND RESET | PAINT | LINEAR FOOTAGE
ELEVATION | ELEVATION | DOOR | REPAIR | SINGLE | EXTERIOR TRIM | DETACH AND RESET | STAIN | LINEAR FOOTAGE
ELEVATION | ELEVATION | DOOR | REPAIR | SINGLE | CASING | SIZE: 2-1/4" | PAINT | LINEAR FOOTAGE
ELEVATION | ELEVATION | DOOR | REPAIR | SINGLE | CASING | SIZE: 2-1/4" | STAIN | LINEAR FOOTAGE
ELEVATION | ELEVATION | DOOR | REPAIR | SINGLE | CASING | SIZE: 3-1/4" | PAINT | LINEAR FOOTAGE
ELEVATION | ELEVATION | DOOR | REPAIR | SINGLE | CASING | SIZE: 3-1/4" | STAIN | LINEAR FOOTAGE
ELEVATION | ELEVATION | DOOR | REPAIR | SINGLE | CASING | SIZE: 4" 5" | PAINT | LINEAR FOOTAGE
ELEVATION | ELEVATION | DOOR | REPAIR | SINGLE | CASING | SIZE: 4" 5" | STAIN | LINEAR FOOTAGE
ELEVATION | ELEVATION | DOOR | REPAIR | DOUBLE DOOR | DETACH AND RESET | SLAB ONLY | DETACH AND RESET | SIZE: 6'8" | QUANTITY
ELEVATION | ELEVATION | DOOR | REPAIR | DOUBLE DOOR | DETACH AND RESET | SLAB ONLY | DETACH AND RESET | SIZE: 8' | QUANTITY
ELEVATION | ELEVATION | DOOR | REPAIR | DOUBLE DOOR | DETACH AND RESET | SLAB ONLY | RESET ONLY | SIZE: 6'8" | QUANTITY
ELEVATION | ELEVATION | DOOR | REPAIR | DOUBLE DOOR | DETACH AND RESET | SLAB ONLY | RESET ONLY | SIZE: 8' | QUANTITY
ELEVATION | ELEVATION | DOOR | REPAIR | DOUBLE DOOR | D&R HARDWARE | REPLACE | GRADE: STANDARD | QUANTITY
ELEVATION | ELEVATION | DOOR | REPAIR | DOUBLE DOOR | D&R HARDWARE | REPLACE | GRADE: HIGH | QUANTITY
ELEVATION | ELEVATION | DOOR | REPAIR | DOUBLE DOOR | D&R HARDWARE | REPLACE | GRADE: PREMIUM | QUANTITY
ELEVATION | ELEVATION | DOOR | REPAIR | DOUBLE DOOR | REFINISH | PAINT | ONE SIDE | QUANTITY
ELEVATION | ELEVATION | DOOR | REPAIR | DOUBLE DOOR | REFINISH | PAINT | 2 SIDES | QUANTITY
ELEVATION | ELEVATION | DOOR | REPAIR | DOUBLE DOOR | REFINISH | STAIN | ONE SIDE | QUANTITY
ELEVATION | ELEVATION | DOOR | REPAIR | DOUBLE DOOR | REFINISH | STAIN | 2 SIDES | QUANTITY
ELEVATION | ELEVATION | DOOR | REPAIR | DOUBLE DOOR | BRICK MOLDING | REPLACE | PAINT | LINEAR FOOTAGE
ELEVATION | ELEVATION | DOOR | REPAIR | DOUBLE DOOR | BRICK MOLDING | REPLACE | STAIN | LINEAR FOOTAGE
ELEVATION | ELEVATION | DOOR | REPAIR | DOUBLE DOOR | BRICK MOLDING | DETACH AND RESET | PAINT | LINEAR FOOTAGE
ELEVATION | ELEVATION | DOOR | REPAIR | DOUBLE DOOR | BRICK MOLDING | DETACH AND RESET | STAIN | LINEAR FOOTAGE
ELEVATION | ELEVATION | DOOR | REPAIR | DOUBLE DOOR | EXTERIOR TRIM | REPLACE | SIZE: 1X4 | PAINT | LINEAR FOOTAGE
ELEVATION | ELEVATION | DOOR | REPAIR | DOUBLE DOOR | EXTERIOR TRIM | REPLACE | SIZE: 1X4 | STAIN | LINEAR FOOTAGE
ELEVATION | ELEVATION | DOOR | REPAIR | DOUBLE DOOR | EXTERIOR TRIM | REPLACE | SIZE: 1X6 | PAINT | LINEAR FOOTAGE
ELEVATION | ELEVATION | DOOR | REPAIR | DOUBLE DOOR | EXTERIOR TRIM | REPLACE | SIZE: 1X6 | STAIN | LINEAR FOOTAGE
ELEVATION | ELEVATION | DOOR | REPAIR | DOUBLE DOOR | EXTERIOR TRIM | REPLACE | SIZE: 1X8 | PAINT | LINEAR FOOTAGE
ELEVATION | ELEVATION | DOOR | REPAIR | DOUBLE DOOR | EXTERIOR TRIM | REPLACE | SIZE: 1X8 | STAIN | LINEAR FOOTAGE
ELEVATION | ELEVATION | DOOR | REPAIR | DOUBLE DOOR | EXTERIOR TRIM | REPLACE | SIZE: BRICK MOLDING | PAINT | LINEAR FOOTAGE
ELEVATION | ELEVATION | DOOR | REPAIR | DOUBLE DOOR | EXTERIOR TRIM | REPLACE | SIZE: BRICK MOLDING | STAIN | LINEAR FOOTAGE
ELEVATION | ELEVATION | DOOR | REPAIR | DOUBLE DOOR | EXTERIOR TRIM | DETACH AND RESET | PAINT | LINEAR FOOTAGE
ELEVATION | ELEVATION | DOOR | REPAIR | DOUBLE DOOR | EXTERIOR TRIM | DETACH AND RESET | STAIN | LINEAR FOOTAGE
ELEVATION | ELEVATION | DOOR | REPAIR | DOUBLE DOOR | CASING | SIZE: 2-1/4" | PAINT | LINEAR FOOTAGE
ELEVATION | ELEVATION | DOOR | REPAIR | DOUBLE DOOR | CASING | SIZE: 2-1/4" | STAIN | LINEAR FOOTAGE
ELEVATION | ELEVATION | DOOR | REPAIR | DOUBLE DOOR | CASING | SIZE: 3-1/4" | PAINT | LINEAR FOOTAGE
ELEVATION | ELEVATION | DOOR | REPAIR | DOUBLE DOOR | CASING | SIZE: 3-1/4" | STAIN | LINEAR FOOTAGE
ELEVATION | ELEVATION | DOOR | REPAIR | DOUBLE DOOR | CASING | SIZE: 4" 5" | PAINT | LINEAR FOOTAGE
ELEVATION | ELEVATION | DOOR | REPAIR | DOUBLE DOOR | CASING | SIZE: 4" 5" | STAIN | LINEAR FOOTAGE
ELEVATION | ELEVATION | DOOR | REPAIR | SLIDING GLASS DOOR | DETACH AND RESET | SLAB ONLY | DETACH AND RESET | SIZE: 6'8" | QUANTITY
ELEVATION | ELEVATION | DOOR | REPAIR | SLIDING GLASS DOOR | DETACH AND RESET | SLAB ONLY | DETACH AND RESET | SIZE: 8' | QUANTITY
ELEVATION | ELEVATION | DOOR | REPAIR | SLIDING GLASS DOOR | DETACH AND RESET | SLAB ONLY | RESET ONLY | SIZE: 6'8" | QUANTITY
ELEVATION | ELEVATION | DOOR | REPAIR | SLIDING GLASS DOOR | DETACH AND RESET | SLAB ONLY | RESET ONLY | SIZE: 8' | QUANTITY
ELEVATION | ELEVATION | DOOR | REPAIR | SLIDING GLASS DOOR | D&R HARDWARE | REPLACE | GRADE: STANDARD | QUANTITY
ELEVATION | ELEVATION | DOOR | REPAIR | SLIDING GLASS DOOR | D&R HARDWARE | REPLACE | GRADE: HIGH | QUANTITY
ELEVATION | ELEVATION | DOOR | REPAIR | SLIDING GLASS DOOR | D&R HARDWARE | REPLACE | GRADE: PREMIUM | QUANTITY
ELEVATION | ELEVATION | DOOR | REPAIR | SLIDING GLASS DOOR | REFINISH | PAINT | ONE SIDE | QUANTITY
ELEVATION | ELEVATION | DOOR | REPAIR | SLIDING GLASS DOOR | REFINISH | PAINT | 2 SIDES | QUANTITY
ELEVATION | ELEVATION | DOOR | REPAIR | SLIDING GLASS DOOR | REFINISH | STAIN | ONE SIDE | QUANTITY
ELEVATION | ELEVATION | DOOR | REPAIR | SLIDING GLASS DOOR | REFINISH | STAIN | 2 SIDES | QUANTITY
ELEVATION | ELEVATION | DOOR | REPAIR | SLIDING GLASS DOOR | BRICK MOLDING | REPLACE | PAINT | LINEAR FOOTAGE
ELEVATION | ELEVATION | DOOR | REPAIR | SLIDING GLASS DOOR | BRICK MOLDING | REPLACE | STAIN | LINEAR FOOTAGE
ELEVATION | ELEVATION | DOOR | REPAIR | SLIDING GLASS DOOR | BRICK MOLDING | DETACH AND RESET | PAINT | LINEAR FOOTAGE
ELEVATION | ELEVATION | DOOR | REPAIR | SLIDING GLASS DOOR | BRICK MOLDING | DETACH AND RESET | STAIN | LINEAR FOOTAGE
ELEVATION | ELEVATION | DOOR | REPAIR | SLIDING GLASS DOOR | EXTERIOR TRIM | REPLACE | SIZE: 1X4 | PAINT | LINEAR FOOTAGE
ELEVATION | ELEVATION | DOOR | REPAIR | SLIDING GLASS DOOR | EXTERIOR TRIM | REPLACE | SIZE: 1X4 | STAIN | LINEAR FOOTAGE
ELEVATION | ELEVATION | DOOR | REPAIR | SLIDING GLASS DOOR | EXTERIOR TRIM | REPLACE | SIZE: 1X6 | PAINT | LINEAR FOOTAGE
ELEVATION | ELEVATION | DOOR | REPAIR | SLIDING GLASS DOOR | EXTERIOR TRIM | REPLACE | SIZE: 1X6 | STAIN | LINEAR FOOTAGE
ELEVATION | ELEVATION | DOOR | REPAIR | SLIDING GLASS DOOR | EXTERIOR TRIM | REPLACE | SIZE: 1X8 | PAINT | LINEAR FOOTAGE
ELEVATION | ELEVATION | DOOR | REPAIR | SLIDING GLASS DOOR | EXTERIOR TRIM | REPLACE | SIZE: 1X8 | STAIN | LINEAR FOOTAGE
ELEVATION | ELEVATION | DOOR | REPAIR | SLIDING GLASS DOOR | EXTERIOR TRIM | REPLACE | SIZE: BRICK MOLDING | PAINT | LINEAR FOOTAGE
ELEVATION | ELEVATION | DOOR | REPAIR | SLIDING GLASS DOOR | EXTERIOR TRIM | REPLACE | SIZE: BRICK MOLDING | STAIN | LINEAR FOOTAGE
ELEVATION | ELEVATION | DOOR | REPAIR | SLIDING GLASS DOOR | EXTERIOR TRIM | DETACH AND RESET | PAINT | LINEAR FOOTAGE
ELEVATION | ELEVATION | DOOR | REPAIR | SLIDING GLASS DOOR | EXTERIOR TRIM | DETACH AND RESET | STAIN | LINEAR FOOTAGE
ELEVATION | ELEVATION | DOOR | REPAIR | SLIDING GLASS DOOR | CASING | SIZE: 2-1/4" | PAINT | LINEAR FOOTAGE
ELEVATION | ELEVATION | DOOR | REPAIR | SLIDING GLASS DOOR | CASING | SIZE: 2-1/4" | STAIN | LINEAR FOOTAGE
ELEVATION | ELEVATION | DOOR | REPAIR | SLIDING GLASS DOOR | CASING | SIZE: 3-1/4" | PAINT | LINEAR FOOTAGE
ELEVATION | ELEVATION | DOOR | REPAIR | SLIDING GLASS DOOR | CASING | SIZE: 3-1/4" | STAIN | LINEAR FOOTAGE
ELEVATION | ELEVATION | DOOR | REPAIR | SLIDING GLASS DOOR | CASING | SIZE: 4" 5" | PAINT | LINEAR FOOTAGE
ELEVATION | ELEVATION | DOOR | REPAIR | SLIDING GLASS DOOR | CASING | SIZE: 4" 5" | STAIN | LINEAR FOOTAGE
ELEVATION | ELEVATION | DOOR | LEVEL 1: GARAGE DOOR; LEVEL 2: DETACH AND RESET; LEVEL 3: SINGLE
ELEVATION | ELEVATION | DOOR | LEVEL 1: GARAGE DOOR; LEVEL 2: DETACH AND RESET; LEVEL 3: DOUBLE
ELEVATION | ELEVATION | DOOR | LEVEL 1: GARAGE DOOR; LEVEL 2: PANEL REPLACEMENT; LEVEL 3: SIZE: UP TO 12'; LEVEL 4: GRADE: STANDARD; LEVEL 5: NUMBER OF PANELS
ELEVATION | ELEVATION | DOOR | LEVEL 1: GARAGE DOOR; LEVEL 2: PANEL REPLACEMENT; LEVEL 3: SIZE: UP TO 12'; LEVEL 4: GRADE: HIGH; LEVEL 5: NUMBER OF PANELS
ELEVATION | ELEVATION | DOOR | LEVEL 1: GARAGE DOOR; LEVEL 2: PANEL REPLACEMENT; LEVEL 3: SIZE: UP TO 12'; LEVEL 4: GRADE: PREMIUM; LEVEL 5: NUMBER OF PANELS
ELEVATION | ELEVATION | DOOR | LEVEL 1: GARAGE DOOR; LEVEL 2: PANEL REPLACEMENT; LEVEL 3: SIZE: 13-18'; LEVEL 4: GRADE: STANDARD; LEVEL 5: NUMBER OF PANELS
ELEVATION | ELEVATION | DOOR | LEVEL 1: GARAGE DOOR; LEVEL 2: PANEL REPLACEMENT; LEVEL 3: SIZE: 13-18'; LEVEL 4: GRADE: HIGH; LEVEL 5: NUMBER OF PANELS
ELEVATION | ELEVATION | DOOR | LEVEL 1: GARAGE DOOR; LEVEL 2: PANEL REPLACEMENT; LEVEL 3: SIZE: 13-18'; LEVEL 4: GRADE: PREMIUM; LEVEL 5: NUMBER OF PANELS
ELEVATION | ELEVATION | DOOR | LEVEL 1: GARAGE DOOR; LEVEL 2: REPLACE; LEVEL 3: HEIGHT: 7'; LEVEL 4: WIDTH: 8; LEVEL 5: GRADE: STANDARD
ELEVATION | ELEVATION | DOOR | LEVEL 1: GARAGE DOOR; LEVEL 2: REPLACE; LEVEL 3: HEIGHT: 7'; LEVEL 4: WIDTH: 8; LEVEL 5: GRADE: HIGH
ELEVATION | ELEVATION | DOOR | LEVEL 1: GARAGE DOOR; LEVEL 2: REPLACE; LEVEL 3: HEIGHT: 7'; LEVEL 4: WIDTH: 8; LEVEL 5: GRADE: PREMIUM
ELEVATION | ELEVATION | DOOR | LEVEL 1: GARAGE DOOR; LEVEL 2: REPLACE; LEVEL 3: HEIGHT: 7'; LEVEL 4: WIDTH: 9; LEVEL 5: GRADE: STANDARD
ELEVATION | ELEVATION | DOOR | LEVEL 1: GARAGE DOOR; LEVEL 2: REPLACE; LEVEL 3: HEIGHT: 7'; LEVEL 4: WIDTH: 9; LEVEL 5: GRADE: HIGH
ELEVATION | ELEVATION | DOOR | LEVEL 1: GARAGE DOOR; LEVEL 2: REPLACE; LEVEL 3: HEIGHT: 7'; LEVEL 4: WIDTH: 9; LEVEL 5: GRADE: PREMIUM
ELEVATION | ELEVATION | DOOR | LEVEL 1: GARAGE DOOR; LEVEL 2: REPLACE; LEVEL 3: HEIGHT: 7'; LEVEL 4: WIDTH: 10; LEVEL 5: GRADE: STANDARD
ELEVATION | ELEVATION | DOOR | LEVEL 1: GARAGE DOOR; LEVEL 2: REPLACE; LEVEL 3: HEIGHT: 7'; LEVEL 4: WIDTH: 10; LEVEL 5: GRADE: HIGH
ELEVATION | ELEVATION | DOOR | LEVEL 1: GARAGE DOOR; LEVEL 2: REPLACE; LEVEL 3: HEIGHT: 7'; LEVEL 4: WIDTH: 10; LEVEL 5: GRADE: PREMIUM
ELEVATION | ELEVATION | DOOR | LEVEL 1: GARAGE DOOR; LEVEL 2: REPLACE; LEVEL 3: HEIGHT: 7'; LEVEL 4: WIDTH: 12; LEVEL 5: GRADE: STANDARD
ELEVATION | ELEVATION | DOOR | LEVEL 1: GARAGE DOOR; LEVEL 2: REPLACE; LEVEL 3: HEIGHT: 7'; LEVEL 4: WIDTH: 12; LEVEL 5: GRADE: HIGH
ELEVATION | ELEVATION | DOOR | LEVEL 1: GARAGE DOOR; LEVEL 2: REPLACE; LEVEL 3: HEIGHT: 7'; LEVEL 4: WIDTH: 12; LEVEL 5: GRADE: PREMIUM
ELEVATION | ELEVATION | DOOR | LEVEL 1: GARAGE DOOR; LEVEL 2: REPLACE; LEVEL 3: HEIGHT: 7'; LEVEL 4: WIDTH: 16; LEVEL 5: GRADE: STANDARD
ELEVATION | ELEVATION | DOOR | LEVEL 1: GARAGE DOOR; LEVEL 2: REPLACE; LEVEL 3: HEIGHT: 7'; LEVEL 4: WIDTH: 16; LEVEL 5: GRADE: HIGH
ELEVATION | ELEVATION | DOOR | LEVEL 1: GARAGE DOOR; LEVEL 2: REPLACE; LEVEL 3: HEIGHT: 7'; LEVEL 4: WIDTH: 16; LEVEL 5: GRADE: PREMIUM
ELEVATION | ELEVATION | DOOR | LEVEL 1: GARAGE DOOR; LEVEL 2: REPLACE; LEVEL 3: HEIGHT: 7'; LEVEL 4: WIDTH: 18; LEVEL 5: GRADE: STANDARD
ELEVATION | ELEVATION | DOOR | LEVEL 1: GARAGE DOOR; LEVEL 2: REPLACE; LEVEL 3: HEIGHT: 7'; LEVEL 4: WIDTH: 18; LEVEL 5: GRADE: HIGH
ELEVATION | ELEVATION | DOOR | LEVEL 1: GARAGE DOOR; LEVEL 2: REPLACE; LEVEL 3: HEIGHT: 7'; LEVEL 4: WIDTH: 18; LEVEL 5: GRADE: PREMIUM
ELEVATION | ELEVATION | DOOR | LEVEL 1: GARAGE DOOR; LEVEL 2: REPLACE; LEVEL 3: HEIGHT: 8'; LEVEL 4: WIDTH: 8; LEVEL 5: GRADE: STANDARD
ELEVATION | ELEVATION | DOOR | LEVEL 1: GARAGE DOOR; LEVEL 2: REPLACE; LEVEL 3: HEIGHT: 8'; LEVEL 4: WIDTH: 8; LEVEL 5: GRADE: HIGH
ELEVATION | ELEVATION | DOOR | LEVEL 1: GARAGE DOOR; LEVEL 2: REPLACE; LEVEL 3: HEIGHT: 8'; LEVEL 4: WIDTH: 8; LEVEL 5: GRADE: PREMIUM
ELEVATION | ELEVATION | DOOR | LEVEL 1: GARAGE DOOR; LEVEL 2: REPLACE; LEVEL 3: HEIGHT: 8'; LEVEL 4: WIDTH: 9; LEVEL 5: GRADE: STANDARD
ELEVATION | ELEVATION | DOOR | LEVEL 1: GARAGE DOOR; LEVEL 2: REPLACE; LEVEL 3: HEIGHT: 8'; LEVEL 4: WIDTH: 9; LEVEL 5: GRADE: HIGH
ELEVATION | ELEVATION | DOOR | LEVEL 1: GARAGE DOOR; LEVEL 2: REPLACE; LEVEL 3: HEIGHT: 8'; LEVEL 4: WIDTH: 9; LEVEL 5: GRADE: PREMIUM
ELEVATION | ELEVATION | DOOR | LEVEL 1: GARAGE DOOR; LEVEL 2: REPLACE; LEVEL 3: HEIGHT: 8'; LEVEL 4: WIDTH: 10; LEVEL 5: GRADE: STANDARD
ELEVATION | ELEVATION | DOOR | LEVEL 1: GARAGE DOOR; LEVEL 2: REPLACE; LEVEL 3: HEIGHT: 8'; LEVEL 4: WIDTH: 10; LEVEL 5: GRADE: HIGH
ELEVATION | ELEVATION | DOOR | LEVEL 1: GARAGE DOOR; LEVEL 2: REPLACE; LEVEL 3: HEIGHT: 8'; LEVEL 4: WIDTH: 10; LEVEL 5: GRADE: PREMIUM
ELEVATION | ELEVATION | DOOR | LEVEL 1: GARAGE DOOR; LEVEL 2: REPLACE; LEVEL 3: HEIGHT: 8'; LEVEL 4: WIDTH: 12; LEVEL 5: GRADE: STANDARD
ELEVATION | ELEVATION | DOOR | LEVEL 1: GARAGE DOOR; LEVEL 2: REPLACE; LEVEL 3: HEIGHT: 8'; LEVEL 4: WIDTH: 12; LEVEL 5: GRADE: HIGH
ELEVATION | ELEVATION | DOOR | LEVEL 1: GARAGE DOOR; LEVEL 2: REPLACE; LEVEL 3: HEIGHT: 8'; LEVEL 4: WIDTH: 12; LEVEL 5: GRADE: PREMIUM
ELEVATION | ELEVATION | DOOR | LEVEL 1: GARAGE DOOR; LEVEL 2: REPLACE; LEVEL 3: HEIGHT: 8'; LEVEL 4: WIDTH: 16; LEVEL 5: GRADE: STANDARD
ELEVATION | ELEVATION | DOOR | LEVEL 1: GARAGE DOOR; LEVEL 2: REPLACE; LEVEL 3: HEIGHT: 8'; LEVEL 4: WIDTH: 16; LEVEL 5: GRADE: HIGH
ELEVATION | ELEVATION | DOOR | LEVEL 1: GARAGE DOOR; LEVEL 2: REPLACE; LEVEL 3: HEIGHT: 8'; LEVEL 4: WIDTH: 16; LEVEL 5: GRADE: PREMIUM
ELEVATION | ELEVATION | DOOR | LEVEL 1: GARAGE DOOR; LEVEL 2: REPLACE; LEVEL 3: HEIGHT: 8'; LEVEL 4: WIDTH: 18; LEVEL 5: GRADE: STANDARD
ELEVATION | ELEVATION | DOOR | LEVEL 1: GARAGE DOOR; LEVEL 2: REPLACE; LEVEL 3: HEIGHT: 8'; LEVEL 4: WIDTH: 18; LEVEL 5: GRADE: HIGH
ELEVATION | ELEVATION | DOOR | LEVEL 1: GARAGE DOOR; LEVEL 2: REPLACE; LEVEL 3: HEIGHT: 8'; LEVEL 4: WIDTH: 18; LEVEL 5: GRADE: PREMIUM
ELEVATION | ELEVATION | DOOR | REPLACE | SINGLE | OPTIONS: 2’ | HEIGHT: 6’8” | MATERIAL: WOOD | QUALITY: ECONOMY
ELEVATION | ELEVATION | DOOR | REPLACE | SINGLE | OPTIONS: 2’ | HEIGHT: 6’8” | MATERIAL: WOOD | QUALITY: STANDARD
ELEVATION | ELEVATION | DOOR | REPLACE | SINGLE | OPTIONS: 2’ | HEIGHT: 6’8” | MATERIAL: WOOD | QUALITY: PREMIUM
ELEVATION | ELEVATION | DOOR | REPLACE | SINGLE | OPTIONS: 2’ | HEIGHT: 6’8” | MATERIAL: FIBERGLASS | QUALITY: ECONOMY
ELEVATION | ELEVATION | DOOR | REPLACE | SINGLE | OPTIONS: 2’ | HEIGHT: 6’8” | MATERIAL: FIBERGLASS | QUALITY: STANDARD
ELEVATION | ELEVATION | DOOR | REPLACE | SINGLE | OPTIONS: 2’ | HEIGHT: 6’8” | MATERIAL: FIBERGLASS | QUALITY: PREMIUM
ELEVATION | ELEVATION | DOOR | REPLACE | SINGLE | OPTIONS: 2’ | HEIGHT: 6’8” | MATERIAL: METAL | QUALITY: ECONOMY
ELEVATION | ELEVATION | DOOR | REPLACE | SINGLE | OPTIONS: 2’ | HEIGHT: 6’8” | MATERIAL: METAL | QUALITY: STANDARD
ELEVATION | ELEVATION | DOOR | REPLACE | SINGLE | OPTIONS: 2’ | HEIGHT: 6’8” | MATERIAL: METAL | QUALITY: PREMIUM
ELEVATION | ELEVATION | DOOR | REPLACE | SINGLE | OPTIONS: 2’ | HEIGHT: 6’8” | MATERIAL: IRON | QUALITY: ECONOMY
ELEVATION | ELEVATION | DOOR | REPLACE | SINGLE | OPTIONS: 2’ | HEIGHT: 6’8” | MATERIAL: IRON | QUALITY: STANDARD
ELEVATION | ELEVATION | DOOR | REPLACE | SINGLE | OPTIONS: 2’ | HEIGHT: 6’8” | MATERIAL: IRON | QUALITY: PREMIUM
ELEVATION | ELEVATION | DOOR | REPLACE | SINGLE | OPTIONS: 2’ | HEIGHT: 7’ | MATERIAL: WOOD | QUALITY: ECONOMY
ELEVATION | ELEVATION | DOOR | REPLACE | SINGLE | OPTIONS: 2’ | HEIGHT: 7’ | MATERIAL: WOOD | QUALITY: STANDARD
ELEVATION | ELEVATION | DOOR | REPLACE | SINGLE | OPTIONS: 2’ | HEIGHT: 7’ | MATERIAL: WOOD | QUALITY: PREMIUM
ELEVATION | ELEVATION | DOOR | REPLACE | SINGLE | OPTIONS: 2’ | HEIGHT: 7’ | MATERIAL: FIBERGLASS | QUALITY: ECONOMY
ELEVATION | ELEVATION | DOOR | REPLACE | SINGLE | OPTIONS: 2’ | HEIGHT: 7’ | MATERIAL: FIBERGLASS | QUALITY: STANDARD
ELEVATION | ELEVATION | DOOR | REPLACE | SINGLE | OPTIONS: 2’ | HEIGHT: 7’ | MATERIAL: FIBERGLASS | QUALITY: PREMIUM
ELEVATION | ELEVATION | DOOR | REPLACE | SINGLE | OPTIONS: 2’ | HEIGHT: 7’ | MATERIAL: METAL | QUALITY: ECONOMY
ELEVATION | ELEVATION | DOOR | REPLACE | SINGLE | OPTIONS: 2’ | HEIGHT: 7’ | MATERIAL: METAL | QUALITY: STANDARD
ELEVATION | ELEVATION | DOOR | REPLACE | SINGLE | OPTIONS: 2’ | HEIGHT: 7’ | MATERIAL: METAL | QUALITY: PREMIUM
ELEVATION | ELEVATION | DOOR | REPLACE | SINGLE | OPTIONS: 2’ | HEIGHT: 7’ | MATERIAL: IRON | QUALITY: ECONOMY
ELEVATION | ELEVATION | DOOR | REPLACE | SINGLE | OPTIONS: 2’ | HEIGHT: 7’ | MATERIAL: IRON | QUALITY: STANDARD
ELEVATION | ELEVATION | DOOR | REPLACE | SINGLE | OPTIONS: 2’ | HEIGHT: 7’ | MATERIAL: IRON | QUALITY: PREMIUM
ELEVATION | ELEVATION | DOOR | REPLACE | SINGLE | OPTIONS: 2’ | HEIGHT: 8’ | MATERIAL: WOOD | QUALITY: ECONOMY
ELEVATION | ELEVATION | DOOR | REPLACE | SINGLE | OPTIONS: 2’ | HEIGHT: 8’ | MATERIAL: WOOD | QUALITY: STANDARD
ELEVATION | ELEVATION | DOOR | REPLACE | SINGLE | OPTIONS: 2’ | HEIGHT: 8’ | MATERIAL: WOOD | QUALITY: PREMIUM
ELEVATION | ELEVATION | DOOR | REPLACE | SINGLE | OPTIONS: 2’ | HEIGHT: 8’ | MATERIAL: FIBERGLASS | QUALITY: ECONOMY
ELEVATION | ELEVATION | DOOR | REPLACE | SINGLE | OPTIONS: 2’ | HEIGHT: 8’ | MATERIAL: FIBERGLASS | QUALITY: STANDARD
ELEVATION | ELEVATION | DOOR | REPLACE | SINGLE | OPTIONS: 2’ | HEIGHT: 8’ | MATERIAL: FIBERGLASS | QUALITY: PREMIUM
ELEVATION | ELEVATION | DOOR | REPLACE | SINGLE | OPTIONS: 2’ | HEIGHT: 8’ | MATERIAL: METAL | QUALITY: ECONOMY
ELEVATION | ELEVATION | DOOR | REPLACE | SINGLE | OPTIONS: 2’ | HEIGHT: 8’ | MATERIAL: METAL | QUALITY: STANDARD
ELEVATION | ELEVATION | DOOR | REPLACE | SINGLE | OPTIONS: 2’ | HEIGHT: 8’ | MATERIAL: METAL | QUALITY: PREMIUM
ELEVATION | ELEVATION | DOOR | REPLACE | SINGLE | OPTIONS: 2’ | HEIGHT: 8’ | MATERIAL: IRON | QUALITY: ECONOMY
ELEVATION | ELEVATION | DOOR | REPLACE | SINGLE | OPTIONS: 2’ | HEIGHT: 8’ | MATERIAL: IRON | QUALITY: STANDARD
ELEVATION | ELEVATION | DOOR | REPLACE | SINGLE | OPTIONS: 2’ | HEIGHT: 8’ | MATERIAL: IRON | QUALITY: PREMIUM
ELEVATION | ELEVATION | DOOR | REPLACE | SINGLE | OPTIONS: 2’2” | HEIGHT: 6’8” | MATERIAL: WOOD | QUALITY: ECONOMY
ELEVATION | ELEVATION | DOOR | REPLACE | SINGLE | OPTIONS: 2’2” | HEIGHT: 6’8” | MATERIAL: WOOD | QUALITY: STANDARD
ELEVATION | ELEVATION | DOOR | REPLACE | SINGLE | OPTIONS: 2’2” | HEIGHT: 6’8” | MATERIAL: WOOD | QUALITY: PREMIUM
ELEVATION | ELEVATION | DOOR | REPLACE | SINGLE | OPTIONS: 2’2” | HEIGHT: 6’8” | MATERIAL: FIBERGLASS | QUALITY: ECONOMY
ELEVATION | ELEVATION | DOOR | REPLACE | SINGLE | OPTIONS: 2’2” | HEIGHT: 6’8” | MATERIAL: FIBERGLASS | QUALITY: STANDARD
ELEVATION | ELEVATION | DOOR | REPLACE | SINGLE | OPTIONS: 2’2” | HEIGHT: 6’8” | MATERIAL: FIBERGLASS | QUALITY: PREMIUM
ELEVATION | ELEVATION | DOOR | REPLACE | SINGLE | OPTIONS: 2’2” | HEIGHT: 6’8” | MATERIAL: METAL | QUALITY: ECONOMY
ELEVATION | ELEVATION | DOOR | REPLACE | SINGLE | OPTIONS: 2’2” | HEIGHT: 6’8” | MATERIAL: METAL | QUALITY: STANDARD
ELEVATION | ELEVATION | DOOR | REPLACE | SINGLE | OPTIONS: 2’2” | HEIGHT: 6’8” | MATERIAL: METAL | QUALITY: PREMIUM
ELEVATION | ELEVATION | DOOR | REPLACE | SINGLE | OPTIONS: 2’2” | HEIGHT: 6’8” | MATERIAL: IRON | QUALITY: ECONOMY
ELEVATION | ELEVATION | DOOR | REPLACE | SINGLE | OPTIONS: 2’2” | HEIGHT: 6’8” | MATERIAL: IRON | QUALITY: STANDARD
ELEVATION | ELEVATION | DOOR | REPLACE | SINGLE | OPTIONS: 2’2” | HEIGHT: 6’8” | MATERIAL: IRON | QUALITY: PREMIUM
ELEVATION | ELEVATION | DOOR | REPLACE | SINGLE | OPTIONS: 2’2” | HEIGHT: 7’ | MATERIAL: WOOD | QUALITY: ECONOMY
ELEVATION | ELEVATION | DOOR | REPLACE | SINGLE | OPTIONS: 2’2” | HEIGHT: 7’ | MATERIAL: WOOD | QUALITY: STANDARD
ELEVATION | ELEVATION | DOOR | REPLACE | SINGLE | OPTIONS: 2’2” | HEIGHT: 7’ | MATERIAL: WOOD | QUALITY: PREMIUM
ELEVATION | ELEVATION | DOOR | REPLACE | SINGLE | OPTIONS: 2’2” | HEIGHT: 7’ | MATERIAL: FIBERGLASS | QUALITY: ECONOMY
ELEVATION | ELEVATION | DOOR | REPLACE | SINGLE | OPTIONS: 2’2” | HEIGHT: 7’ | MATERIAL: FIBERGLASS | QUALITY: STANDARD
ELEVATION | ELEVATION | DOOR | REPLACE | SINGLE | OPTIONS: 2’2” | HEIGHT: 7’ | MATERIAL: FIBERGLASS | QUALITY: PREMIUM
ELEVATION | ELEVATION | DOOR | REPLACE | SINGLE | OPTIONS: 2’2” | HEIGHT: 7’ | MATERIAL: METAL | QUALITY: ECONOMY
ELEVATION | ELEVATION | DOOR | REPLACE | SINGLE | OPTIONS: 2’2” | HEIGHT: 7’ | MATERIAL: METAL | QUALITY: STANDARD
ELEVATION | ELEVATION | DOOR | REPLACE | SINGLE | OPTIONS: 2’2” | HEIGHT: 7’ | MATERIAL: METAL | QUALITY: PREMIUM
ELEVATION | ELEVATION | DOOR | REPLACE | SINGLE | OPTIONS: 2’2” | HEIGHT: 7’ | MATERIAL: IRON | QUALITY: ECONOMY
ELEVATION | ELEVATION | DOOR | REPLACE | SINGLE | OPTIONS: 2’2” | HEIGHT: 7’ | MATERIAL: IRON | QUALITY: STANDARD
ELEVATION | ELEVATION | DOOR | REPLACE | SINGLE | OPTIONS: 2’2” | HEIGHT: 7’ | MATERIAL: IRON | QUALITY: PREMIUM
ELEVATION | ELEVATION | DOOR | REPLACE | SINGLE | OPTIONS: 2’2” | HEIGHT: 8’ | MATERIAL: WOOD | QUALITY: ECONOMY
ELEVATION | ELEVATION | DOOR | REPLACE | SINGLE | OPTIONS: 2’2” | HEIGHT: 8’ | MATERIAL: WOOD | QUALITY: STANDARD
ELEVATION | ELEVATION | DOOR | REPLACE | SINGLE | OPTIONS: 2’2” | HEIGHT: 8’ | MATERIAL: WOOD | QUALITY: PREMIUM
ELEVATION | ELEVATION | DOOR | REPLACE | SINGLE | OPTIONS: 2’2” | HEIGHT: 8’ | MATERIAL: FIBERGLASS | QUALITY: ECONOMY
ELEVATION | ELEVATION | DOOR | REPLACE | SINGLE | OPTIONS: 2’2” | HEIGHT: 8’ | MATERIAL: FIBERGLASS | QUALITY: STANDARD
ELEVATION | ELEVATION | DOOR | REPLACE | SINGLE | OPTIONS: 2’2” | HEIGHT: 8’ | MATERIAL: FIBERGLASS | QUALITY: PREMIUM
ELEVATION | ELEVATION | DOOR | REPLACE | SINGLE | OPTIONS: 2’2” | HEIGHT: 8’ | MATERIAL: METAL | QUALITY: ECONOMY
ELEVATION | ELEVATION | DOOR | REPLACE | SINGLE | OPTIONS: 2’2” | HEIGHT: 8’ | MATERIAL: METAL | QUALITY: STANDARD
ELEVATION | ELEVATION | DOOR | REPLACE | SINGLE | OPTIONS: 2’2” | HEIGHT: 8’ | MATERIAL: METAL | QUALITY: PREMIUM
ELEVATION | ELEVATION | DOOR | REPLACE | SINGLE | OPTIONS: 2’2” | HEIGHT: 8’ | MATERIAL: IRON | QUALITY: ECONOMY
ELEVATION | ELEVATION | DOOR | REPLACE | SINGLE | OPTIONS: 2’2” | HEIGHT: 8’ | MATERIAL: IRON | QUALITY: STANDARD
ELEVATION | ELEVATION | DOOR | REPLACE | SINGLE | OPTIONS: 2’2” | HEIGHT: 8’ | MATERIAL: IRON | QUALITY: PREMIUM
ELEVATION | ELEVATION | DOOR | REPLACE | SINGLE | OPTIONS: 2’4” | HEIGHT: 6’8” | MATERIAL: WOOD | QUALITY: ECONOMY
ELEVATION | ELEVATION | DOOR | REPLACE | SINGLE | OPTIONS: 2’4” | HEIGHT: 6’8” | MATERIAL: WOOD | QUALITY: STANDARD
ELEVATION | ELEVATION | DOOR | REPLACE | SINGLE | OPTIONS: 2’4” | HEIGHT: 6’8” | MATERIAL: WOOD | QUALITY: PREMIUM
ELEVATION | ELEVATION | DOOR | REPLACE | SINGLE | OPTIONS: 2’4” | HEIGHT: 6’8” | MATERIAL: FIBERGLASS | QUALITY: ECONOMY
ELEVATION | ELEVATION | DOOR | REPLACE | SINGLE | OPTIONS: 2’4” | HEIGHT: 6’8” | MATERIAL: FIBERGLASS | QUALITY: STANDARD
ELEVATION | ELEVATION | DOOR | REPLACE | SINGLE | OPTIONS: 2’4” | HEIGHT: 6’8” | MATERIAL: FIBERGLASS | QUALITY: PREMIUM
ELEVATION | ELEVATION | DOOR | REPLACE | SINGLE | OPTIONS: 2’4” | HEIGHT: 6’8” | MATERIAL: METAL | QUALITY: ECONOMY
ELEVATION | ELEVATION | DOOR | REPLACE | SINGLE | OPTIONS: 2’4” | HEIGHT: 6’8” | MATERIAL: METAL | QUALITY: STANDARD
ELEVATION | ELEVATION | DOOR | REPLACE | SINGLE | OPTIONS: 2’4” | HEIGHT: 6’8” | MATERIAL: METAL | QUALITY: PREMIUM
ELEVATION | ELEVATION | DOOR | REPLACE | SINGLE | OPTIONS: 2’4” | HEIGHT: 6’8” | MATERIAL: IRON | QUALITY: ECONOMY
ELEVATION | ELEVATION | DOOR | REPLACE | SINGLE | OPTIONS: 2’4” | HEIGHT: 6’8” | MATERIAL: IRON | QUALITY: STANDARD
ELEVATION | ELEVATION | DOOR | REPLACE | SINGLE | OPTIONS: 2’4” | HEIGHT: 6’8” | MATERIAL: IRON | QUALITY: PREMIUM
ELEVATION | ELEVATION | DOOR | REPLACE | SINGLE | OPTIONS: 2’4” | HEIGHT: 7’ | MATERIAL: WOOD | QUALITY: ECONOMY
ELEVATION | ELEVATION | DOOR | REPLACE | SINGLE | OPTIONS: 2’4” | HEIGHT: 7’ | MATERIAL: WOOD | QUALITY: STANDARD
ELEVATION | ELEVATION | DOOR | REPLACE | SINGLE | OPTIONS: 2’4” | HEIGHT: 7’ | MATERIAL: WOOD | QUALITY: PREMIUM
ELEVATION | ELEVATION | DOOR | REPLACE | SINGLE | OPTIONS: 2’4” | HEIGHT: 7’ | MATERIAL: FIBERGLASS | QUALITY: ECONOMY
ELEVATION | ELEVATION | DOOR | REPLACE | SINGLE | OPTIONS: 2’4” | HEIGHT: 7’ | MATERIAL: FIBERGLASS | QUALITY: STANDARD
ELEVATION | ELEVATION | DOOR | REPLACE | SINGLE | OPTIONS: 2’4” | HEIGHT: 7’ | MATERIAL: FIBERGLASS | QUALITY: PREMIUM
ELEVATION | ELEVATION | DOOR | REPLACE | SINGLE | OPTIONS: 2’4” | HEIGHT: 7’ | MATERIAL: METAL | QUALITY: ECONOMY
ELEVATION | ELEVATION | DOOR | REPLACE | SINGLE | OPTIONS: 2’4” | HEIGHT: 7’ | MATERIAL: METAL | QUALITY: STANDARD
ELEVATION | ELEVATION | DOOR | REPLACE | SINGLE | OPTIONS: 2’4” | HEIGHT: 7’ | MATERIAL: METAL | QUALITY: PREMIUM
ELEVATION | ELEVATION | DOOR | REPLACE | SINGLE | OPTIONS: 2’4” | HEIGHT: 7’ | MATERIAL: IRON | QUALITY: ECONOMY
ELEVATION | ELEVATION | DOOR | REPLACE | SINGLE | OPTIONS: 2’4” | HEIGHT: 7’ | MATERIAL: IRON | QUALITY: STANDARD
ELEVATION | ELEVATION | DOOR | REPLACE | SINGLE | OPTIONS: 2’4” | HEIGHT: 7’ | MATERIAL: IRON | QUALITY: PREMIUM
ELEVATION | ELEVATION | DOOR | REPLACE | SINGLE | OPTIONS: 2’4” | HEIGHT: 8’ | MATERIAL: WOOD | QUALITY: ECONOMY
ELEVATION | ELEVATION | DOOR | REPLACE | SINGLE | OPTIONS: 2’4” | HEIGHT: 8’ | MATERIAL: WOOD | QUALITY: STANDARD
ELEVATION | ELEVATION | DOOR | REPLACE | SINGLE | OPTIONS: 2’4” | HEIGHT: 8’ | MATERIAL: WOOD | QUALITY: PREMIUM
ELEVATION | ELEVATION | DOOR | REPLACE | SINGLE | OPTIONS: 2’4” | HEIGHT: 8’ | MATERIAL: FIBERGLASS | QUALITY: ECONOMY
ELEVATION | ELEVATION | DOOR | REPLACE | SINGLE | OPTIONS: 2’4” | HEIGHT: 8’ | MATERIAL: FIBERGLASS | QUALITY: STANDARD
ELEVATION | ELEVATION | DOOR | REPLACE | SINGLE | OPTIONS: 2’4” | HEIGHT: 8’ | MATERIAL: FIBERGLASS | QUALITY: PREMIUM
ELEVATION | ELEVATION | DOOR | REPLACE | SINGLE | OPTIONS: 2’4” | HEIGHT: 8’ | MATERIAL: METAL | QUALITY: ECONOMY
ELEVATION | ELEVATION | DOOR | REPLACE | SINGLE | OPTIONS: 2’4” | HEIGHT: 8’ | MATERIAL: METAL | QUALITY: STANDARD
ELEVATION | ELEVATION | DOOR | REPLACE | SINGLE | OPTIONS: 2’4” | HEIGHT: 8’ | MATERIAL: METAL | QUALITY: PREMIUM
ELEVATION | ELEVATION | DOOR | REPLACE | SINGLE | OPTIONS: 2’4” | HEIGHT: 8’ | MATERIAL: IRON | QUALITY: ECONOMY
ELEVATION | ELEVATION | DOOR | REPLACE | SINGLE | OPTIONS: 2’4” | HEIGHT: 8’ | MATERIAL: IRON | QUALITY: STANDARD
ELEVATION | ELEVATION | DOOR | REPLACE | SINGLE | OPTIONS: 2’4” | HEIGHT: 8’ | MATERIAL: IRON | QUALITY: PREMIUM
ELEVATION | ELEVATION | DOOR | REPLACE | SINGLE | OPTIONS: 2’6” | HEIGHT: 6’8” | MATERIAL: WOOD | QUALITY: ECONOMY
ELEVATION | ELEVATION | DOOR | REPLACE | SINGLE | OPTIONS: 2’6” | HEIGHT: 6’8” | MATERIAL: WOOD | QUALITY: STANDARD
ELEVATION | ELEVATION | DOOR | REPLACE | SINGLE | OPTIONS: 2’6” | HEIGHT: 6’8” | MATERIAL: WOOD | QUALITY: PREMIUM
ELEVATION | ELEVATION | DOOR | REPLACE | SINGLE | OPTIONS: 2’6” | HEIGHT: 6’8” | MATERIAL: FIBERGLASS | QUALITY: ECONOMY
ELEVATION | ELEVATION | DOOR | REPLACE | SINGLE | OPTIONS: 2’6” | HEIGHT: 6’8” | MATERIAL: FIBERGLASS | QUALITY: STANDARD
ELEVATION | ELEVATION | DOOR | REPLACE | SINGLE | OPTIONS: 2’6” | HEIGHT: 6’8” | MATERIAL: FIBERGLASS | QUALITY: PREMIUM
ELEVATION | ELEVATION | DOOR | REPLACE | SINGLE | OPTIONS: 2’6” | HEIGHT: 6’8” | MATERIAL: METAL | QUALITY: ECONOMY
ELEVATION | ELEVATION | DOOR | REPLACE | SINGLE | OPTIONS: 2’6” | HEIGHT: 6’8” | MATERIAL: METAL | QUALITY: STANDARD
ELEVATION | ELEVATION | DOOR | REPLACE | SINGLE | OPTIONS: 2’6” | HEIGHT: 6’8” | MATERIAL: METAL | QUALITY: PREMIUM
ELEVATION | ELEVATION | DOOR | REPLACE | SINGLE | OPTIONS: 2’6” | HEIGHT: 6’8” | MATERIAL: IRON | QUALITY: ECONOMY
ELEVATION | ELEVATION | DOOR | REPLACE | SINGLE | OPTIONS: 2’6” | HEIGHT: 6’8” | MATERIAL: IRON | QUALITY: STANDARD
ELEVATION | ELEVATION | DOOR | REPLACE | SINGLE | OPTIONS: 2’6” | HEIGHT: 6’8” | MATERIAL: IRON | QUALITY: PREMIUM
ELEVATION | ELEVATION | DOOR | REPLACE | SINGLE | OPTIONS: 2’6” | HEIGHT: 7’ | MATERIAL: WOOD | QUALITY: ECONOMY
ELEVATION | ELEVATION | DOOR | REPLACE | SINGLE | OPTIONS: 2’6” | HEIGHT: 7’ | MATERIAL: WOOD | QUALITY: STANDARD
ELEVATION | ELEVATION | DOOR | REPLACE | SINGLE | OPTIONS: 2’6” | HEIGHT: 7’ | MATERIAL: WOOD | QUALITY: PREMIUM
ELEVATION | ELEVATION | DOOR | REPLACE | SINGLE | OPTIONS: 2’6” | HEIGHT: 7’ | MATERIAL: FIBERGLASS | QUALITY: ECONOMY
ELEVATION | ELEVATION | DOOR | REPLACE | SINGLE | OPTIONS: 2’6” | HEIGHT: 7’ | MATERIAL: FIBERGLASS | QUALITY: STANDARD
ELEVATION | ELEVATION | DOOR | REPLACE | SINGLE | OPTIONS: 2’6” | HEIGHT: 7’ | MATERIAL: FIBERGLASS | QUALITY: PREMIUM
ELEVATION | ELEVATION | DOOR | REPLACE | SINGLE | OPTIONS: 2’6” | HEIGHT: 7’ | MATERIAL: METAL | QUALITY: ECONOMY
ELEVATION | ELEVATION | DOOR | REPLACE | SINGLE | OPTIONS: 2’6” | HEIGHT: 7’ | MATERIAL: METAL | QUALITY: STANDARD
ELEVATION | ELEVATION | DOOR | REPLACE | SINGLE | OPTIONS: 2’6” | HEIGHT: 7’ | MATERIAL: METAL | QUALITY: PREMIUM
ELEVATION | ELEVATION | DOOR | REPLACE | SINGLE | OPTIONS: 2’6” | HEIGHT: 7’ | MATERIAL: IRON | QUALITY: ECONOMY
ELEVATION | ELEVATION | DOOR | REPLACE | SINGLE | OPTIONS: 2’6” | HEIGHT: 7’ | MATERIAL: IRON | QUALITY: STANDARD
ELEVATION | ELEVATION | DOOR | REPLACE | SINGLE | OPTIONS: 2’6” | HEIGHT: 7’ | MATERIAL: IRON | QUALITY: PREMIUM
ELEVATION | ELEVATION | DOOR | REPLACE | SINGLE | OPTIONS: 2’6” | HEIGHT: 8’ | MATERIAL: WOOD | QUALITY: ECONOMY
ELEVATION | ELEVATION | DOOR | REPLACE | SINGLE | OPTIONS: 2’6” | HEIGHT: 8’ | MATERIAL: WOOD | QUALITY: STANDARD
ELEVATION | ELEVATION | DOOR | REPLACE | SINGLE | OPTIONS: 2’6” | HEIGHT: 8’ | MATERIAL: WOOD | QUALITY: PREMIUM
ELEVATION | ELEVATION | DOOR | REPLACE | SINGLE | OPTIONS: 2’6” | HEIGHT: 8’ | MATERIAL: FIBERGLASS | QUALITY: ECONOMY
ELEVATION | ELEVATION | DOOR | REPLACE | SINGLE | OPTIONS: 2’6” | HEIGHT: 8’ | MATERIAL: FIBERGLASS | QUALITY: STANDARD
ELEVATION | ELEVATION | DOOR | REPLACE | SINGLE | OPTIONS: 2’6” | HEIGHT: 8’ | MATERIAL: FIBERGLASS | QUALITY: PREMIUM
ELEVATION | ELEVATION | DOOR | REPLACE | SINGLE | OPTIONS: 2’6” | HEIGHT: 8’ | MATERIAL: METAL | QUALITY: ECONOMY
ELEVATION | ELEVATION | DOOR | REPLACE | SINGLE | OPTIONS: 2’6” | HEIGHT: 8’ | MATERIAL: METAL | QUALITY: STANDARD
ELEVATION | ELEVATION | DOOR | REPLACE | SINGLE | OPTIONS: 2’6” | HEIGHT: 8’ | MATERIAL: METAL | QUALITY: PREMIUM
ELEVATION | ELEVATION | DOOR | REPLACE | SINGLE | OPTIONS: 2’6” | HEIGHT: 8’ | MATERIAL: IRON | QUALITY: ECONOMY
ELEVATION | ELEVATION | DOOR | REPLACE | SINGLE | OPTIONS: 2’6” | HEIGHT: 8’ | MATERIAL: IRON | QUALITY: STANDARD
ELEVATION | ELEVATION | DOOR | REPLACE | SINGLE | OPTIONS: 2’6” | HEIGHT: 8’ | MATERIAL: IRON | QUALITY: PREMIUM
ELEVATION | ELEVATION | DOOR | REPLACE | SINGLE | OPTIONS: 2’8” | HEIGHT: 6’8” | MATERIAL: WOOD | QUALITY: ECONOMY
ELEVATION | ELEVATION | DOOR | REPLACE | SINGLE | OPTIONS: 2’8” | HEIGHT: 6’8” | MATERIAL: WOOD | QUALITY: STANDARD
ELEVATION | ELEVATION | DOOR | REPLACE | SINGLE | OPTIONS: 2’8” | HEIGHT: 6’8” | MATERIAL: WOOD | QUALITY: PREMIUM
ELEVATION | ELEVATION | DOOR | REPLACE | SINGLE | OPTIONS: 2’8” | HEIGHT: 6’8” | MATERIAL: FIBERGLASS | QUALITY: ECONOMY
ELEVATION | ELEVATION | DOOR | REPLACE | SINGLE | OPTIONS: 2’8” | HEIGHT: 6’8” | MATERIAL: FIBERGLASS | QUALITY: STANDARD
ELEVATION | ELEVATION | DOOR | REPLACE | SINGLE | OPTIONS: 2’8” | HEIGHT: 6’8” | MATERIAL: FIBERGLASS | QUALITY: PREMIUM
ELEVATION | ELEVATION | DOOR | REPLACE | SINGLE | OPTIONS: 2’8” | HEIGHT: 6’8” | MATERIAL: METAL | QUALITY: ECONOMY
ELEVATION | ELEVATION | DOOR | REPLACE | SINGLE | OPTIONS: 2’8” | HEIGHT: 6’8” | MATERIAL: METAL | QUALITY: STANDARD
ELEVATION | ELEVATION | DOOR | REPLACE | SINGLE | OPTIONS: 2’8” | HEIGHT: 6’8” | MATERIAL: METAL | QUALITY: PREMIUM
ELEVATION | ELEVATION | DOOR | REPLACE | SINGLE | OPTIONS: 2’8” | HEIGHT: 6’8” | MATERIAL: IRON | QUALITY: ECONOMY
ELEVATION | ELEVATION | DOOR | REPLACE | SINGLE | OPTIONS: 2’8” | HEIGHT: 6’8” | MATERIAL: IRON | QUALITY: STANDARD
ELEVATION | ELEVATION | DOOR | REPLACE | SINGLE | OPTIONS: 2’8” | HEIGHT: 6’8” | MATERIAL: IRON | QUALITY: PREMIUM
ELEVATION | ELEVATION | DOOR | REPLACE | SINGLE | OPTIONS: 2’8” | HEIGHT: 7’ | MATERIAL: WOOD | QUALITY: ECONOMY
ELEVATION | ELEVATION | DOOR | REPLACE | SINGLE | OPTIONS: 2’8” | HEIGHT: 7’ | MATERIAL: WOOD | QUALITY: STANDARD
ELEVATION | ELEVATION | DOOR | REPLACE | SINGLE | OPTIONS: 2’8” | HEIGHT: 7’ | MATERIAL: WOOD | QUALITY: PREMIUM
ELEVATION | ELEVATION | DOOR | REPLACE | SINGLE | OPTIONS: 2’8” | HEIGHT: 7’ | MATERIAL: FIBERGLASS | QUALITY: ECONOMY
ELEVATION | ELEVATION | DOOR | REPLACE | SINGLE | OPTIONS: 2’8” | HEIGHT: 7’ | MATERIAL: FIBERGLASS | QUALITY: STANDARD
ELEVATION | ELEVATION | DOOR | REPLACE | SINGLE | OPTIONS: 2’8” | HEIGHT: 7’ | MATERIAL: FIBERGLASS | QUALITY: PREMIUM
ELEVATION | ELEVATION | DOOR | REPLACE | SINGLE | OPTIONS: 2’8” | HEIGHT: 7’ | MATERIAL: METAL | QUALITY: ECONOMY
ELEVATION | ELEVATION | DOOR | REPLACE | SINGLE | OPTIONS: 2’8” | HEIGHT: 7’ | MATERIAL: METAL | QUALITY: STANDARD
ELEVATION | ELEVATION | DOOR | REPLACE | SINGLE | OPTIONS: 2’8” | HEIGHT: 7’ | MATERIAL: METAL | QUALITY: PREMIUM
ELEVATION | ELEVATION | DOOR | REPLACE | SINGLE | OPTIONS: 2’8” | HEIGHT: 7’ | MATERIAL: IRON | QUALITY: ECONOMY
ELEVATION | ELEVATION | DOOR | REPLACE | SINGLE | OPTIONS: 2’8” | HEIGHT: 7’ | MATERIAL: IRON | QUALITY: STANDARD
ELEVATION | ELEVATION | DOOR | REPLACE | SINGLE | OPTIONS: 2’8” | HEIGHT: 7’ | MATERIAL: IRON | QUALITY: PREMIUM
ELEVATION | ELEVATION | DOOR | REPLACE | SINGLE | OPTIONS: 2’8” | HEIGHT: 8’ | MATERIAL: WOOD | QUALITY: ECONOMY
ELEVATION | ELEVATION | DOOR | REPLACE | SINGLE | OPTIONS: 2’8” | HEIGHT: 8’ | MATERIAL: WOOD | QUALITY: STANDARD
ELEVATION | ELEVATION | DOOR | REPLACE | SINGLE | OPTIONS: 2’8” | HEIGHT: 8’ | MATERIAL: WOOD | QUALITY: PREMIUM
ELEVATION | ELEVATION | DOOR | REPLACE | SINGLE | OPTIONS: 2’8” | HEIGHT: 8’ | MATERIAL: FIBERGLASS | QUALITY: ECONOMY
ELEVATION | ELEVATION | DOOR | REPLACE | SINGLE | OPTIONS: 2’8” | HEIGHT: 8’ | MATERIAL: FIBERGLASS | QUALITY: STANDARD
ELEVATION | ELEVATION | DOOR | REPLACE | SINGLE | OPTIONS: 2’8” | HEIGHT: 8’ | MATERIAL: FIBERGLASS | QUALITY: PREMIUM
ELEVATION | ELEVATION | DOOR | REPLACE | SINGLE | OPTIONS: 2’8” | HEIGHT: 8’ | MATERIAL: METAL | QUALITY: ECONOMY
ELEVATION | ELEVATION | DOOR | REPLACE | SINGLE | OPTIONS: 2’8” | HEIGHT: 8’ | MATERIAL: METAL | QUALITY: STANDARD
ELEVATION | ELEVATION | DOOR | REPLACE | SINGLE | OPTIONS: 2’8” | HEIGHT: 8’ | MATERIAL: METAL | QUALITY: PREMIUM
ELEVATION | ELEVATION | DOOR | REPLACE | SINGLE | OPTIONS: 2’8” | HEIGHT: 8’ | MATERIAL: IRON | QUALITY: ECONOMY
ELEVATION | ELEVATION | DOOR | REPLACE | SINGLE | OPTIONS: 2’8” | HEIGHT: 8’ | MATERIAL: IRON | QUALITY: STANDARD
ELEVATION | ELEVATION | DOOR | REPLACE | SINGLE | OPTIONS: 2’8” | HEIGHT: 8’ | MATERIAL: IRON | QUALITY: PREMIUM
ELEVATION | ELEVATION | DOOR | REPLACE | SINGLE | OPTIONS: 2’10” | HEIGHT: 6’8” | MATERIAL: WOOD | QUALITY: ECONOMY
ELEVATION | ELEVATION | DOOR | REPLACE | SINGLE | OPTIONS: 2’10” | HEIGHT: 6’8” | MATERIAL: WOOD | QUALITY: STANDARD
ELEVATION | ELEVATION | DOOR | REPLACE | SINGLE | OPTIONS: 2’10” | HEIGHT: 6’8” | MATERIAL: WOOD | QUALITY: PREMIUM
ELEVATION | ELEVATION | DOOR | REPLACE | SINGLE | OPTIONS: 2’10” | HEIGHT: 6’8” | MATERIAL: FIBERGLASS | QUALITY: ECONOMY
ELEVATION | ELEVATION | DOOR | REPLACE | SINGLE | OPTIONS: 2’10” | HEIGHT: 6’8” | MATERIAL: FIBERGLASS | QUALITY: STANDARD
ELEVATION | ELEVATION | DOOR | REPLACE | SINGLE | OPTIONS: 2’10” | HEIGHT: 6’8” | MATERIAL: FIBERGLASS | QUALITY: PREMIUM
ELEVATION | ELEVATION | DOOR | REPLACE | SINGLE | OPTIONS: 2’10” | HEIGHT: 6’8” | MATERIAL: METAL | QUALITY: ECONOMY
ELEVATION | ELEVATION | DOOR | REPLACE | SINGLE | OPTIONS: 2’10” | HEIGHT: 6’8” | MATERIAL: METAL | QUALITY: STANDARD
ELEVATION | ELEVATION | DOOR | REPLACE | SINGLE | OPTIONS: 2’10” | HEIGHT: 6’8” | MATERIAL: METAL | QUALITY: PREMIUM
ELEVATION | ELEVATION | DOOR | REPLACE | SINGLE | OPTIONS: 2’10” | HEIGHT: 6’8” | MATERIAL: IRON | QUALITY: ECONOMY
ELEVATION | ELEVATION | DOOR | REPLACE | SINGLE | OPTIONS: 2’10” | HEIGHT: 6’8” | MATERIAL: IRON | QUALITY: STANDARD
ELEVATION | ELEVATION | DOOR | REPLACE | SINGLE | OPTIONS: 2’10” | HEIGHT: 6’8” | MATERIAL: IRON | QUALITY: PREMIUM
ELEVATION | ELEVATION | DOOR | REPLACE | SINGLE | OPTIONS: 2’10” | HEIGHT: 7’ | MATERIAL: WOOD | QUALITY: ECONOMY
ELEVATION | ELEVATION | DOOR | REPLACE | SINGLE | OPTIONS: 2’10” | HEIGHT: 7’ | MATERIAL: WOOD | QUALITY: STANDARD
ELEVATION | ELEVATION | DOOR | REPLACE | SINGLE | OPTIONS: 2’10” | HEIGHT: 7’ | MATERIAL: WOOD | QUALITY: PREMIUM
ELEVATION | ELEVATION | DOOR | REPLACE | SINGLE | OPTIONS: 2’10” | HEIGHT: 7’ | MATERIAL: FIBERGLASS | QUALITY: ECONOMY
ELEVATION | ELEVATION | DOOR | REPLACE | SINGLE | OPTIONS: 2’10” | HEIGHT: 7’ | MATERIAL: FIBERGLASS | QUALITY: STANDARD
ELEVATION | ELEVATION | DOOR | REPLACE | SINGLE | OPTIONS: 2’10” | HEIGHT: 7’ | MATERIAL: FIBERGLASS | QUALITY: PREMIUM
ELEVATION | ELEVATION | DOOR | REPLACE | SINGLE | OPTIONS: 2’10” | HEIGHT: 7’ | MATERIAL: METAL | QUALITY: ECONOMY
ELEVATION | ELEVATION | DOOR | REPLACE | SINGLE | OPTIONS: 2’10” | HEIGHT: 7’ | MATERIAL: METAL | QUALITY: STANDARD
ELEVATION | ELEVATION | DOOR | REPLACE | SINGLE | OPTIONS: 2’10” | HEIGHT: 7’ | MATERIAL: METAL | QUALITY: PREMIUM
ELEVATION | ELEVATION | DOOR | REPLACE | SINGLE | OPTIONS: 2’10” | HEIGHT: 7’ | MATERIAL: IRON | QUALITY: ECONOMY
ELEVATION | ELEVATION | DOOR | REPLACE | SINGLE | OPTIONS: 2’10” | HEIGHT: 7’ | MATERIAL: IRON | QUALITY: STANDARD
ELEVATION | ELEVATION | DOOR | REPLACE | SINGLE | OPTIONS: 2’10” | HEIGHT: 7’ | MATERIAL: IRON | QUALITY: PREMIUM
ELEVATION | ELEVATION | DOOR | REPLACE | SINGLE | OPTIONS: 2’10” | HEIGHT: 8’ | MATERIAL: WOOD | QUALITY: ECONOMY
ELEVATION | ELEVATION | DOOR | REPLACE | SINGLE | OPTIONS: 2’10” | HEIGHT: 8’ | MATERIAL: WOOD | QUALITY: STANDARD
ELEVATION | ELEVATION | DOOR | REPLACE | SINGLE | OPTIONS: 2’10” | HEIGHT: 8’ | MATERIAL: WOOD | QUALITY: PREMIUM
ELEVATION | ELEVATION | DOOR | REPLACE | SINGLE | OPTIONS: 2’10” | HEIGHT: 8’ | MATERIAL: FIBERGLASS | QUALITY: ECONOMY
ELEVATION | ELEVATION | DOOR | REPLACE | SINGLE | OPTIONS: 2’10” | HEIGHT: 8’ | MATERIAL: FIBERGLASS | QUALITY: STANDARD
ELEVATION | ELEVATION | DOOR | REPLACE | SINGLE | OPTIONS: 2’10” | HEIGHT: 8’ | MATERIAL: FIBERGLASS | QUALITY: PREMIUM
ELEVATION | ELEVATION | DOOR | REPLACE | SINGLE | OPTIONS: 2’10” | HEIGHT: 8’ | MATERIAL: METAL | QUALITY: ECONOMY
ELEVATION | ELEVATION | DOOR | REPLACE | SINGLE | OPTIONS: 2’10” | HEIGHT: 8’ | MATERIAL: METAL | QUALITY: STANDARD
ELEVATION | ELEVATION | DOOR | REPLACE | SINGLE | OPTIONS: 2’10” | HEIGHT: 8’ | MATERIAL: METAL | QUALITY: PREMIUM
ELEVATION | ELEVATION | DOOR | REPLACE | SINGLE | OPTIONS: 2’10” | HEIGHT: 8’ | MATERIAL: IRON | QUALITY: ECONOMY
ELEVATION | ELEVATION | DOOR | REPLACE | SINGLE | OPTIONS: 2’10” | HEIGHT: 8’ | MATERIAL: IRON | QUALITY: STANDARD
ELEVATION | ELEVATION | DOOR | REPLACE | SINGLE | OPTIONS: 2’10” | HEIGHT: 8’ | MATERIAL: IRON | QUALITY: PREMIUM
ELEVATION | ELEVATION | DOOR | REPLACE | SINGLE | OPTIONS: 3’0” | HEIGHT: 6’8” | MATERIAL: WOOD | QUALITY: ECONOMY
ELEVATION | ELEVATION | DOOR | REPLACE | SINGLE | OPTIONS: 3’0” | HEIGHT: 6’8” | MATERIAL: WOOD | QUALITY: STANDARD
ELEVATION | ELEVATION | DOOR | REPLACE | SINGLE | OPTIONS: 3’0” | HEIGHT: 6’8” | MATERIAL: WOOD | QUALITY: PREMIUM
ELEVATION | ELEVATION | DOOR | REPLACE | SINGLE | OPTIONS: 3’0” | HEIGHT: 6’8” | MATERIAL: FIBERGLASS | QUALITY: ECONOMY
ELEVATION | ELEVATION | DOOR | REPLACE | SINGLE | OPTIONS: 3’0” | HEIGHT: 6’8” | MATERIAL: FIBERGLASS | QUALITY: STANDARD
ELEVATION | ELEVATION | DOOR | REPLACE | SINGLE | OPTIONS: 3’0” | HEIGHT: 6’8” | MATERIAL: FIBERGLASS | QUALITY: PREMIUM
ELEVATION | ELEVATION | DOOR | REPLACE | SINGLE | OPTIONS: 3’0” | HEIGHT: 6’8” | MATERIAL: METAL | QUALITY: ECONOMY
ELEVATION | ELEVATION | DOOR | REPLACE | SINGLE | OPTIONS: 3’0” | HEIGHT: 6’8” | MATERIAL: METAL | QUALITY: STANDARD
ELEVATION | ELEVATION | DOOR | REPLACE | SINGLE | OPTIONS: 3’0” | HEIGHT: 6’8” | MATERIAL: METAL | QUALITY: PREMIUM
ELEVATION | ELEVATION | DOOR | REPLACE | SINGLE | OPTIONS: 3’0” | HEIGHT: 6’8” | MATERIAL: IRON | QUALITY: ECONOMY
ELEVATION | ELEVATION | DOOR | REPLACE | SINGLE | OPTIONS: 3’0” | HEIGHT: 6’8” | MATERIAL: IRON | QUALITY: STANDARD
ELEVATION | ELEVATION | DOOR | REPLACE | SINGLE | OPTIONS: 3’0” | HEIGHT: 6’8” | MATERIAL: IRON | QUALITY: PREMIUM
ELEVATION | ELEVATION | DOOR | REPLACE | SINGLE | OPTIONS: 3’0” | HEIGHT: 7’ | MATERIAL: WOOD | QUALITY: ECONOMY
ELEVATION | ELEVATION | DOOR | REPLACE | SINGLE | OPTIONS: 3’0” | HEIGHT: 7’ | MATERIAL: WOOD | QUALITY: STANDARD
ELEVATION | ELEVATION | DOOR | REPLACE | SINGLE | OPTIONS: 3’0” | HEIGHT: 7’ | MATERIAL: WOOD | QUALITY: PREMIUM
ELEVATION | ELEVATION | DOOR | REPLACE | SINGLE | OPTIONS: 3’0” | HEIGHT: 7’ | MATERIAL: FIBERGLASS | QUALITY: ECONOMY
ELEVATION | ELEVATION | DOOR | REPLACE | SINGLE | OPTIONS: 3’0” | HEIGHT: 7’ | MATERIAL: FIBERGLASS | QUALITY: STANDARD
ELEVATION | ELEVATION | DOOR | REPLACE | SINGLE | OPTIONS: 3’0” | HEIGHT: 7’ | MATERIAL: FIBERGLASS | QUALITY: PREMIUM
ELEVATION | ELEVATION | DOOR | REPLACE | SINGLE | OPTIONS: 3’0” | HEIGHT: 7’ | MATERIAL: METAL | QUALITY: ECONOMY
ELEVATION | ELEVATION | DOOR | REPLACE | SINGLE | OPTIONS: 3’0” | HEIGHT: 7’ | MATERIAL: METAL | QUALITY: STANDARD
ELEVATION | ELEVATION | DOOR | REPLACE | SINGLE | OPTIONS: 3’0” | HEIGHT: 7’ | MATERIAL: METAL | QUALITY: PREMIUM
ELEVATION | ELEVATION | DOOR | REPLACE | SINGLE | OPTIONS: 3’0” | HEIGHT: 7’ | MATERIAL: IRON | QUALITY: ECONOMY
ELEVATION | ELEVATION | DOOR | REPLACE | SINGLE | OPTIONS: 3’0” | HEIGHT: 7’ | MATERIAL: IRON | QUALITY: STANDARD
ELEVATION | ELEVATION | DOOR | REPLACE | SINGLE | OPTIONS: 3’0” | HEIGHT: 7’ | MATERIAL: IRON | QUALITY: PREMIUM
ELEVATION | ELEVATION | DOOR | REPLACE | SINGLE | OPTIONS: 3’0” | HEIGHT: 8’ | MATERIAL: WOOD | QUALITY: ECONOMY
ELEVATION | ELEVATION | DOOR | REPLACE | SINGLE | OPTIONS: 3’0” | HEIGHT: 8’ | MATERIAL: WOOD | QUALITY: STANDARD
ELEVATION | ELEVATION | DOOR | REPLACE | SINGLE | OPTIONS: 3’0” | HEIGHT: 8’ | MATERIAL: WOOD | QUALITY: PREMIUM
ELEVATION | ELEVATION | DOOR | REPLACE | SINGLE | OPTIONS: 3’0” | HEIGHT: 8’ | MATERIAL: FIBERGLASS | QUALITY: ECONOMY
ELEVATION | ELEVATION | DOOR | REPLACE | SINGLE | OPTIONS: 3’0” | HEIGHT: 8’ | MATERIAL: FIBERGLASS | QUALITY: STANDARD
ELEVATION | ELEVATION | DOOR | REPLACE | SINGLE | OPTIONS: 3’0” | HEIGHT: 8’ | MATERIAL: FIBERGLASS | QUALITY: PREMIUM
ELEVATION | ELEVATION | DOOR | REPLACE | SINGLE | OPTIONS: 3’0” | HEIGHT: 8’ | MATERIAL: METAL | QUALITY: ECONOMY
ELEVATION | ELEVATION | DOOR | REPLACE | SINGLE | OPTIONS: 3’0” | HEIGHT: 8’ | MATERIAL: METAL | QUALITY: STANDARD
ELEVATION | ELEVATION | DOOR | REPLACE | SINGLE | OPTIONS: 3’0” | HEIGHT: 8’ | MATERIAL: METAL | QUALITY: PREMIUM
ELEVATION | ELEVATION | DOOR | REPLACE | SINGLE | OPTIONS: 3’0” | HEIGHT: 8’ | MATERIAL: IRON | QUALITY: ECONOMY
ELEVATION | ELEVATION | DOOR | REPLACE | SINGLE | OPTIONS: 3’0” | HEIGHT: 8’ | MATERIAL: IRON | QUALITY: STANDARD
ELEVATION | ELEVATION | DOOR | REPLACE | SINGLE | OPTIONS: 3’0” | HEIGHT: 8’ | MATERIAL: IRON | QUALITY: PREMIUM
ELEVATION | ELEVATION | DOOR | REPLACE | SINGLE | OPTIONS: 3’2” | HEIGHT: 6’8” | MATERIAL: WOOD | QUALITY: ECONOMY
ELEVATION | ELEVATION | DOOR | REPLACE | SINGLE | OPTIONS: 3’2” | HEIGHT: 6’8” | MATERIAL: WOOD | QUALITY: STANDARD
ELEVATION | ELEVATION | DOOR | REPLACE | SINGLE | OPTIONS: 3’2” | HEIGHT: 6’8” | MATERIAL: WOOD | QUALITY: PREMIUM
ELEVATION | ELEVATION | DOOR | REPLACE | SINGLE | OPTIONS: 3’2” | HEIGHT: 6’8” | MATERIAL: FIBERGLASS | QUALITY: ECONOMY
ELEVATION | ELEVATION | DOOR | REPLACE | SINGLE | OPTIONS: 3’2” | HEIGHT: 6’8” | MATERIAL: FIBERGLASS | QUALITY: STANDARD
ELEVATION | ELEVATION | DOOR | REPLACE | SINGLE | OPTIONS: 3’2” | HEIGHT: 6’8” | MATERIAL: FIBERGLASS | QUALITY: PREMIUM
ELEVATION | ELEVATION | DOOR | REPLACE | SINGLE | OPTIONS: 3’2” | HEIGHT: 6’8” | MATERIAL: METAL | QUALITY: ECONOMY
ELEVATION | ELEVATION | DOOR | REPLACE | SINGLE | OPTIONS: 3’2” | HEIGHT: 6’8” | MATERIAL: METAL | QUALITY: STANDARD
ELEVATION | ELEVATION | DOOR | REPLACE | SINGLE | OPTIONS: 3’2” | HEIGHT: 6’8” | MATERIAL: METAL | QUALITY: PREMIUM
ELEVATION | ELEVATION | DOOR | REPLACE | SINGLE | OPTIONS: 3’2” | HEIGHT: 6’8” | MATERIAL: IRON | QUALITY: ECONOMY
ELEVATION | ELEVATION | DOOR | REPLACE | SINGLE | OPTIONS: 3’2” | HEIGHT: 6’8” | MATERIAL: IRON | QUALITY: STANDARD
ELEVATION | ELEVATION | DOOR | REPLACE | SINGLE | OPTIONS: 3’2” | HEIGHT: 6’8” | MATERIAL: IRON | QUALITY: PREMIUM
ELEVATION | ELEVATION | DOOR | REPLACE | SINGLE | OPTIONS: 3’2” | HEIGHT: 7’ | MATERIAL: WOOD | QUALITY: ECONOMY
ELEVATION | ELEVATION | DOOR | REPLACE | SINGLE | OPTIONS: 3’2” | HEIGHT: 7’ | MATERIAL: WOOD | QUALITY: STANDARD
ELEVATION | ELEVATION | DOOR | REPLACE | SINGLE | OPTIONS: 3’2” | HEIGHT: 7’ | MATERIAL: WOOD | QUALITY: PREMIUM
ELEVATION | ELEVATION | DOOR | REPLACE | SINGLE | OPTIONS: 3’2” | HEIGHT: 7’ | MATERIAL: FIBERGLASS | QUALITY: ECONOMY
ELEVATION | ELEVATION | DOOR | REPLACE | SINGLE | OPTIONS: 3’2” | HEIGHT: 7’ | MATERIAL: FIBERGLASS | QUALITY: STANDARD
ELEVATION | ELEVATION | DOOR | REPLACE | SINGLE | OPTIONS: 3’2” | HEIGHT: 7’ | MATERIAL: FIBERGLASS | QUALITY: PREMIUM
ELEVATION | ELEVATION | DOOR | REPLACE | SINGLE | OPTIONS: 3’2” | HEIGHT: 7’ | MATERIAL: METAL | QUALITY: ECONOMY
ELEVATION | ELEVATION | DOOR | REPLACE | SINGLE | OPTIONS: 3’2” | HEIGHT: 7’ | MATERIAL: METAL | QUALITY: STANDARD
ELEVATION | ELEVATION | DOOR | REPLACE | SINGLE | OPTIONS: 3’2” | HEIGHT: 7’ | MATERIAL: METAL | QUALITY: PREMIUM
ELEVATION | ELEVATION | DOOR | REPLACE | SINGLE | OPTIONS: 3’2” | HEIGHT: 7’ | MATERIAL: IRON | QUALITY: ECONOMY
ELEVATION | ELEVATION | DOOR | REPLACE | SINGLE | OPTIONS: 3’2” | HEIGHT: 7’ | MATERIAL: IRON | QUALITY: STANDARD
ELEVATION | ELEVATION | DOOR | REPLACE | SINGLE | OPTIONS: 3’2” | HEIGHT: 7’ | MATERIAL: IRON | QUALITY: PREMIUM
ELEVATION | ELEVATION | DOOR | REPLACE | SINGLE | OPTIONS: 3’2” | HEIGHT: 8’ | MATERIAL: WOOD | QUALITY: ECONOMY
ELEVATION | ELEVATION | DOOR | REPLACE | SINGLE | OPTIONS: 3’2” | HEIGHT: 8’ | MATERIAL: WOOD | QUALITY: STANDARD
ELEVATION | ELEVATION | DOOR | REPLACE | SINGLE | OPTIONS: 3’2” | HEIGHT: 8’ | MATERIAL: WOOD | QUALITY: PREMIUM
ELEVATION | ELEVATION | DOOR | REPLACE | SINGLE | OPTIONS: 3’2” | HEIGHT: 8’ | MATERIAL: FIBERGLASS | QUALITY: ECONOMY
ELEVATION | ELEVATION | DOOR | REPLACE | SINGLE | OPTIONS: 3’2” | HEIGHT: 8’ | MATERIAL: FIBERGLASS | QUALITY: STANDARD
ELEVATION | ELEVATION | DOOR | REPLACE | SINGLE | OPTIONS: 3’2” | HEIGHT: 8’ | MATERIAL: FIBERGLASS | QUALITY: PREMIUM
ELEVATION | ELEVATION | DOOR | REPLACE | SINGLE | OPTIONS: 3’2” | HEIGHT: 8’ | MATERIAL: METAL | QUALITY: ECONOMY
ELEVATION | ELEVATION | DOOR | REPLACE | SINGLE | OPTIONS: 3’2” | HEIGHT: 8’ | MATERIAL: METAL | QUALITY: STANDARD
ELEVATION | ELEVATION | DOOR | REPLACE | SINGLE | OPTIONS: 3’2” | HEIGHT: 8’ | MATERIAL: METAL | QUALITY: PREMIUM
ELEVATION | ELEVATION | DOOR | REPLACE | SINGLE | OPTIONS: 3’2” | HEIGHT: 8’ | MATERIAL: IRON | QUALITY: ECONOMY
ELEVATION | ELEVATION | DOOR | REPLACE | SINGLE | OPTIONS: 3’2” | HEIGHT: 8’ | MATERIAL: IRON | QUALITY: STANDARD
ELEVATION | ELEVATION | DOOR | REPLACE | SINGLE | OPTIONS: 3’2” | HEIGHT: 8’ | MATERIAL: IRON | QUALITY: PREMIUM
ELEVATION | ELEVATION | DOOR | REPLACE | SINGLE | OPTIONS: 3’4” | HEIGHT: 6’8” | MATERIAL: WOOD | QUALITY: ECONOMY
ELEVATION | ELEVATION | DOOR | REPLACE | SINGLE | OPTIONS: 3’4” | HEIGHT: 6’8” | MATERIAL: WOOD | QUALITY: STANDARD
ELEVATION | ELEVATION | DOOR | REPLACE | SINGLE | OPTIONS: 3’4” | HEIGHT: 6’8” | MATERIAL: WOOD | QUALITY: PREMIUM
ELEVATION | ELEVATION | DOOR | REPLACE | SINGLE | OPTIONS: 3’4” | HEIGHT: 6’8” | MATERIAL: FIBERGLASS | QUALITY: ECONOMY
ELEVATION | ELEVATION | DOOR | REPLACE | SINGLE | OPTIONS: 3’4” | HEIGHT: 6’8” | MATERIAL: FIBERGLASS | QUALITY: STANDARD
ELEVATION | ELEVATION | DOOR | REPLACE | SINGLE | OPTIONS: 3’4” | HEIGHT: 6’8” | MATERIAL: FIBERGLASS | QUALITY: PREMIUM
ELEVATION | ELEVATION | DOOR | REPLACE | SINGLE | OPTIONS: 3’4” | HEIGHT: 6’8” | MATERIAL: METAL | QUALITY: ECONOMY
ELEVATION | ELEVATION | DOOR | REPLACE | SINGLE | OPTIONS: 3’4” | HEIGHT: 6’8” | MATERIAL: METAL | QUALITY: STANDARD
ELEVATION | ELEVATION | DOOR | REPLACE | SINGLE | OPTIONS: 3’4” | HEIGHT: 6’8” | MATERIAL: METAL | QUALITY: PREMIUM
ELEVATION | ELEVATION | DOOR | REPLACE | SINGLE | OPTIONS: 3’4” | HEIGHT: 6’8” | MATERIAL: IRON | QUALITY: ECONOMY
ELEVATION | ELEVATION | DOOR | REPLACE | SINGLE | OPTIONS: 3’4” | HEIGHT: 6’8” | MATERIAL: IRON | QUALITY: STANDARD
ELEVATION | ELEVATION | DOOR | REPLACE | SINGLE | OPTIONS: 3’4” | HEIGHT: 6’8” | MATERIAL: IRON | QUALITY: PREMIUM
ELEVATION | ELEVATION | DOOR | REPLACE | SINGLE | OPTIONS: 3’4” | HEIGHT: 7’ | MATERIAL: WOOD | QUALITY: ECONOMY
ELEVATION | ELEVATION | DOOR | REPLACE | SINGLE | OPTIONS: 3’4” | HEIGHT: 7’ | MATERIAL: WOOD | QUALITY: STANDARD
ELEVATION | ELEVATION | DOOR | REPLACE | SINGLE | OPTIONS: 3’4” | HEIGHT: 7’ | MATERIAL: WOOD | QUALITY: PREMIUM
ELEVATION | ELEVATION | DOOR | REPLACE | SINGLE | OPTIONS: 3’4” | HEIGHT: 7’ | MATERIAL: FIBERGLASS | QUALITY: ECONOMY
ELEVATION | ELEVATION | DOOR | REPLACE | SINGLE | OPTIONS: 3’4” | HEIGHT: 7’ | MATERIAL: FIBERGLASS | QUALITY: STANDARD
ELEVATION | ELEVATION | DOOR | REPLACE | SINGLE | OPTIONS: 3’4” | HEIGHT: 7’ | MATERIAL: FIBERGLASS | QUALITY: PREMIUM
ELEVATION | ELEVATION | DOOR | REPLACE | SINGLE | OPTIONS: 3’4” | HEIGHT: 7’ | MATERIAL: METAL | QUALITY: ECONOMY
ELEVATION | ELEVATION | DOOR | REPLACE | SINGLE | OPTIONS: 3’4” | HEIGHT: 7’ | MATERIAL: METAL | QUALITY: STANDARD
ELEVATION | ELEVATION | DOOR | REPLACE | SINGLE | OPTIONS: 3’4” | HEIGHT: 7’ | MATERIAL: METAL | QUALITY: PREMIUM
ELEVATION | ELEVATION | DOOR | REPLACE | SINGLE | OPTIONS: 3’4” | HEIGHT: 7’ | MATERIAL: IRON | QUALITY: ECONOMY
ELEVATION | ELEVATION | DOOR | REPLACE | SINGLE | OPTIONS: 3’4” | HEIGHT: 7’ | MATERIAL: IRON | QUALITY: STANDARD
ELEVATION | ELEVATION | DOOR | REPLACE | SINGLE | OPTIONS: 3’4” | HEIGHT: 7’ | MATERIAL: IRON | QUALITY: PREMIUM
ELEVATION | ELEVATION | DOOR | REPLACE | SINGLE | OPTIONS: 3’4” | HEIGHT: 8’ | MATERIAL: WOOD | QUALITY: ECONOMY
ELEVATION | ELEVATION | DOOR | REPLACE | SINGLE | OPTIONS: 3’4” | HEIGHT: 8’ | MATERIAL: WOOD | QUALITY: STANDARD
ELEVATION | ELEVATION | DOOR | REPLACE | SINGLE | OPTIONS: 3’4” | HEIGHT: 8’ | MATERIAL: WOOD | QUALITY: PREMIUM
ELEVATION | ELEVATION | DOOR | REPLACE | SINGLE | OPTIONS: 3’4” | HEIGHT: 8’ | MATERIAL: FIBERGLASS | QUALITY: ECONOMY
ELEVATION | ELEVATION | DOOR | REPLACE | SINGLE | OPTIONS: 3’4” | HEIGHT: 8’ | MATERIAL: FIBERGLASS | QUALITY: STANDARD
ELEVATION | ELEVATION | DOOR | REPLACE | SINGLE | OPTIONS: 3’4” | HEIGHT: 8’ | MATERIAL: FIBERGLASS | QUALITY: PREMIUM
ELEVATION | ELEVATION | DOOR | REPLACE | SINGLE | OPTIONS: 3’4” | HEIGHT: 8’ | MATERIAL: METAL | QUALITY: ECONOMY
ELEVATION | ELEVATION | DOOR | REPLACE | SINGLE | OPTIONS: 3’4” | HEIGHT: 8’ | MATERIAL: METAL | QUALITY: STANDARD
ELEVATION | ELEVATION | DOOR | REPLACE | SINGLE | OPTIONS: 3’4” | HEIGHT: 8’ | MATERIAL: METAL | QUALITY: PREMIUM
ELEVATION | ELEVATION | DOOR | REPLACE | SINGLE | OPTIONS: 3’4” | HEIGHT: 8’ | MATERIAL: IRON | QUALITY: ECONOMY
ELEVATION | ELEVATION | DOOR | REPLACE | SINGLE | OPTIONS: 3’4” | HEIGHT: 8’ | MATERIAL: IRON | QUALITY: STANDARD
ELEVATION | ELEVATION | DOOR | REPLACE | SINGLE | OPTIONS: 3’4” | HEIGHT: 8’ | MATERIAL: IRON | QUALITY: PREMIUM
ELEVATION | ELEVATION | DOOR | REPLACE | SINGLE | OPTIONS: 3’6” | HEIGHT: 6’8” | MATERIAL: WOOD | QUALITY: ECONOMY
ELEVATION | ELEVATION | DOOR | REPLACE | SINGLE | OPTIONS: 3’6” | HEIGHT: 6’8” | MATERIAL: WOOD | QUALITY: STANDARD
ELEVATION | ELEVATION | DOOR | REPLACE | SINGLE | OPTIONS: 3’6” | HEIGHT: 6’8” | MATERIAL: WOOD | QUALITY: PREMIUM
ELEVATION | ELEVATION | DOOR | REPLACE | SINGLE | OPTIONS: 3’6” | HEIGHT: 6’8” | MATERIAL: FIBERGLASS | QUALITY: ECONOMY
ELEVATION | ELEVATION | DOOR | REPLACE | SINGLE | OPTIONS: 3’6” | HEIGHT: 6’8” | MATERIAL: FIBERGLASS | QUALITY: STANDARD
ELEVATION | ELEVATION | DOOR | REPLACE | SINGLE | OPTIONS: 3’6” | HEIGHT: 6’8” | MATERIAL: FIBERGLASS | QUALITY: PREMIUM
ELEVATION | ELEVATION | DOOR | REPLACE | SINGLE | OPTIONS: 3’6” | HEIGHT: 6’8” | MATERIAL: METAL | QUALITY: ECONOMY
ELEVATION | ELEVATION | DOOR | REPLACE | SINGLE | OPTIONS: 3’6” | HEIGHT: 6’8” | MATERIAL: METAL | QUALITY: STANDARD
ELEVATION | ELEVATION | DOOR | REPLACE | SINGLE | OPTIONS: 3’6” | HEIGHT: 6’8” | MATERIAL: METAL | QUALITY: PREMIUM
ELEVATION | ELEVATION | DOOR | REPLACE | SINGLE | OPTIONS: 3’6” | HEIGHT: 6’8” | MATERIAL: IRON | QUALITY: ECONOMY
ELEVATION | ELEVATION | DOOR | REPLACE | SINGLE | OPTIONS: 3’6” | HEIGHT: 6’8” | MATERIAL: IRON | QUALITY: STANDARD
ELEVATION | ELEVATION | DOOR | REPLACE | SINGLE | OPTIONS: 3’6” | HEIGHT: 6’8” | MATERIAL: IRON | QUALITY: PREMIUM
ELEVATION | ELEVATION | DOOR | REPLACE | SINGLE | OPTIONS: 3’6” | HEIGHT: 7’ | MATERIAL: WOOD | QUALITY: ECONOMY
ELEVATION | ELEVATION | DOOR | REPLACE | SINGLE | OPTIONS: 3’6” | HEIGHT: 7’ | MATERIAL: WOOD | QUALITY: STANDARD
ELEVATION | ELEVATION | DOOR | REPLACE | SINGLE | OPTIONS: 3’6” | HEIGHT: 7’ | MATERIAL: WOOD | QUALITY: PREMIUM
ELEVATION | ELEVATION | DOOR | REPLACE | SINGLE | OPTIONS: 3’6” | HEIGHT: 7’ | MATERIAL: FIBERGLASS | QUALITY: ECONOMY
ELEVATION | ELEVATION | DOOR | REPLACE | SINGLE | OPTIONS: 3’6” | HEIGHT: 7’ | MATERIAL: FIBERGLASS | QUALITY: STANDARD
ELEVATION | ELEVATION | DOOR | REPLACE | SINGLE | OPTIONS: 3’6” | HEIGHT: 7’ | MATERIAL: FIBERGLASS | QUALITY: PREMIUM
ELEVATION | ELEVATION | DOOR | REPLACE | SINGLE | OPTIONS: 3’6” | HEIGHT: 7’ | MATERIAL: METAL | QUALITY: ECONOMY
ELEVATION | ELEVATION | DOOR | REPLACE | SINGLE | OPTIONS: 3’6” | HEIGHT: 7’ | MATERIAL: METAL | QUALITY: STANDARD
ELEVATION | ELEVATION | DOOR | REPLACE | SINGLE | OPTIONS: 3’6” | HEIGHT: 7’ | MATERIAL: METAL | QUALITY: PREMIUM
ELEVATION | ELEVATION | DOOR | REPLACE | SINGLE | OPTIONS: 3’6” | HEIGHT: 7’ | MATERIAL: IRON | QUALITY: ECONOMY
ELEVATION | ELEVATION | DOOR | REPLACE | SINGLE | OPTIONS: 3’6” | HEIGHT: 7’ | MATERIAL: IRON | QUALITY: STANDARD
ELEVATION | ELEVATION | DOOR | REPLACE | SINGLE | OPTIONS: 3’6” | HEIGHT: 7’ | MATERIAL: IRON | QUALITY: PREMIUM
ELEVATION | ELEVATION | DOOR | REPLACE | SINGLE | OPTIONS: 3’6” | HEIGHT: 8’ | MATERIAL: WOOD | QUALITY: ECONOMY
ELEVATION | ELEVATION | DOOR | REPLACE | SINGLE | OPTIONS: 3’6” | HEIGHT: 8’ | MATERIAL: WOOD | QUALITY: STANDARD
ELEVATION | ELEVATION | DOOR | REPLACE | SINGLE | OPTIONS: 3’6” | HEIGHT: 8’ | MATERIAL: WOOD | QUALITY: PREMIUM
ELEVATION | ELEVATION | DOOR | REPLACE | SINGLE | OPTIONS: 3’6” | HEIGHT: 8’ | MATERIAL: FIBERGLASS | QUALITY: ECONOMY
ELEVATION | ELEVATION | DOOR | REPLACE | SINGLE | OPTIONS: 3’6” | HEIGHT: 8’ | MATERIAL: FIBERGLASS | QUALITY: STANDARD
ELEVATION | ELEVATION | DOOR | REPLACE | SINGLE | OPTIONS: 3’6” | HEIGHT: 8’ | MATERIAL: FIBERGLASS | QUALITY: PREMIUM
ELEVATION | ELEVATION | DOOR | REPLACE | SINGLE | OPTIONS: 3’6” | HEIGHT: 8’ | MATERIAL: METAL | QUALITY: ECONOMY
ELEVATION | ELEVATION | DOOR | REPLACE | SINGLE | OPTIONS: 3’6” | HEIGHT: 8’ | MATERIAL: METAL | QUALITY: STANDARD
ELEVATION | ELEVATION | DOOR | REPLACE | SINGLE | OPTIONS: 3’6” | HEIGHT: 8’ | MATERIAL: METAL | QUALITY: PREMIUM
ELEVATION | ELEVATION | DOOR | REPLACE | SINGLE | OPTIONS: 3’6” | HEIGHT: 8’ | MATERIAL: IRON | QUALITY: ECONOMY
ELEVATION | ELEVATION | DOOR | REPLACE | SINGLE | OPTIONS: 3’6” | HEIGHT: 8’ | MATERIAL: IRON | QUALITY: STANDARD
ELEVATION | ELEVATION | DOOR | REPLACE | SINGLE | OPTIONS: 3’6” | HEIGHT: 8’ | MATERIAL: IRON | QUALITY: PREMIUM
ELEVATION | ELEVATION | DOOR | REPLACE | DOUBLE DOOR | OPTIONS: 2’ | HEIGHT: 6’8” | MATERIAL: WOOD | QUALITY: ECONOMY
ELEVATION | ELEVATION | DOOR | REPLACE | DOUBLE DOOR | OPTIONS: 2’ | HEIGHT: 6’8” | MATERIAL: WOOD | QUALITY: STANDARD
ELEVATION | ELEVATION | DOOR | REPLACE | DOUBLE DOOR | OPTIONS: 2’ | HEIGHT: 6’8” | MATERIAL: WOOD | QUALITY: PREMIUM
ELEVATION | ELEVATION | DOOR | REPLACE | DOUBLE DOOR | OPTIONS: 2’ | HEIGHT: 6’8” | MATERIAL: FIBERGLASS | QUALITY: ECONOMY
ELEVATION | ELEVATION | DOOR | REPLACE | DOUBLE DOOR | OPTIONS: 2’ | HEIGHT: 6’8” | MATERIAL: FIBERGLASS | QUALITY: STANDARD
ELEVATION | ELEVATION | DOOR | REPLACE | DOUBLE DOOR | OPTIONS: 2’ | HEIGHT: 6’8” | MATERIAL: FIBERGLASS | QUALITY: PREMIUM
ELEVATION | ELEVATION | DOOR | REPLACE | DOUBLE DOOR | OPTIONS: 2’ | HEIGHT: 6’8” | MATERIAL: METAL | QUALITY: ECONOMY
ELEVATION | ELEVATION | DOOR | REPLACE | DOUBLE DOOR | OPTIONS: 2’ | HEIGHT: 6’8” | MATERIAL: METAL | QUALITY: STANDARD
ELEVATION | ELEVATION | DOOR | REPLACE | DOUBLE DOOR | OPTIONS: 2’ | HEIGHT: 6’8” | MATERIAL: METAL | QUALITY: PREMIUM
ELEVATION | ELEVATION | DOOR | REPLACE | DOUBLE DOOR | OPTIONS: 2’ | HEIGHT: 6’8” | MATERIAL: IRON | QUALITY: ECONOMY
ELEVATION | ELEVATION | DOOR | REPLACE | DOUBLE DOOR | OPTIONS: 2’ | HEIGHT: 6’8” | MATERIAL: IRON | QUALITY: STANDARD
ELEVATION | ELEVATION | DOOR | REPLACE | DOUBLE DOOR | OPTIONS: 2’ | HEIGHT: 6’8” | MATERIAL: IRON | QUALITY: PREMIUM
ELEVATION | ELEVATION | DOOR | REPLACE | DOUBLE DOOR | OPTIONS: 2’ | HEIGHT: 7’ | MATERIAL: WOOD | QUALITY: ECONOMY
ELEVATION | ELEVATION | DOOR | REPLACE | DOUBLE DOOR | OPTIONS: 2’ | HEIGHT: 7’ | MATERIAL: WOOD | QUALITY: STANDARD
ELEVATION | ELEVATION | DOOR | REPLACE | DOUBLE DOOR | OPTIONS: 2’ | HEIGHT: 7’ | MATERIAL: WOOD | QUALITY: PREMIUM
ELEVATION | ELEVATION | DOOR | REPLACE | DOUBLE DOOR | OPTIONS: 2’ | HEIGHT: 7’ | MATERIAL: FIBERGLASS | QUALITY: ECONOMY
ELEVATION | ELEVATION | DOOR | REPLACE | DOUBLE DOOR | OPTIONS: 2’ | HEIGHT: 7’ | MATERIAL: FIBERGLASS | QUALITY: STANDARD
ELEVATION | ELEVATION | DOOR | REPLACE | DOUBLE DOOR | OPTIONS: 2’ | HEIGHT: 7’ | MATERIAL: FIBERGLASS | QUALITY: PREMIUM
ELEVATION | ELEVATION | DOOR | REPLACE | DOUBLE DOOR | OPTIONS: 2’ | HEIGHT: 7’ | MATERIAL: METAL | QUALITY: ECONOMY
ELEVATION | ELEVATION | DOOR | REPLACE | DOUBLE DOOR | OPTIONS: 2’ | HEIGHT: 7’ | MATERIAL: METAL | QUALITY: STANDARD
ELEVATION | ELEVATION | DOOR | REPLACE | DOUBLE DOOR | OPTIONS: 2’ | HEIGHT: 7’ | MATERIAL: METAL | QUALITY: PREMIUM
ELEVATION | ELEVATION | DOOR | REPLACE | DOUBLE DOOR | OPTIONS: 2’ | HEIGHT: 7’ | MATERIAL: IRON | QUALITY: ECONOMY
ELEVATION | ELEVATION | DOOR | REPLACE | DOUBLE DOOR | OPTIONS: 2’ | HEIGHT: 7’ | MATERIAL: IRON | QUALITY: STANDARD
ELEVATION | ELEVATION | DOOR | REPLACE | DOUBLE DOOR | OPTIONS: 2’ | HEIGHT: 7’ | MATERIAL: IRON | QUALITY: PREMIUM
ELEVATION | ELEVATION | DOOR | REPLACE | DOUBLE DOOR | OPTIONS: 2’ | HEIGHT: 8’ | MATERIAL: WOOD | QUALITY: ECONOMY
ELEVATION | ELEVATION | DOOR | REPLACE | DOUBLE DOOR | OPTIONS: 2’ | HEIGHT: 8’ | MATERIAL: WOOD | QUALITY: STANDARD
ELEVATION | ELEVATION | DOOR | REPLACE | DOUBLE DOOR | OPTIONS: 2’ | HEIGHT: 8’ | MATERIAL: WOOD | QUALITY: PREMIUM
ELEVATION | ELEVATION | DOOR | REPLACE | DOUBLE DOOR | OPTIONS: 2’ | HEIGHT: 8’ | MATERIAL: FIBERGLASS | QUALITY: ECONOMY
ELEVATION | ELEVATION | DOOR | REPLACE | DOUBLE DOOR | OPTIONS: 2’ | HEIGHT: 8’ | MATERIAL: FIBERGLASS | QUALITY: STANDARD
ELEVATION | ELEVATION | DOOR | REPLACE | DOUBLE DOOR | OPTIONS: 2’ | HEIGHT: 8’ | MATERIAL: FIBERGLASS | QUALITY: PREMIUM
ELEVATION | ELEVATION | DOOR | REPLACE | DOUBLE DOOR | OPTIONS: 2’ | HEIGHT: 8’ | MATERIAL: METAL | QUALITY: ECONOMY
ELEVATION | ELEVATION | DOOR | REPLACE | DOUBLE DOOR | OPTIONS: 2’ | HEIGHT: 8’ | MATERIAL: METAL | QUALITY: STANDARD
ELEVATION | ELEVATION | DOOR | REPLACE | DOUBLE DOOR | OPTIONS: 2’ | HEIGHT: 8’ | MATERIAL: METAL | QUALITY: PREMIUM
ELEVATION | ELEVATION | DOOR | REPLACE | DOUBLE DOOR | OPTIONS: 2’ | HEIGHT: 8’ | MATERIAL: IRON | QUALITY: ECONOMY
ELEVATION | ELEVATION | DOOR | REPLACE | DOUBLE DOOR | OPTIONS: 2’ | HEIGHT: 8’ | MATERIAL: IRON | QUALITY: STANDARD
ELEVATION | ELEVATION | DOOR | REPLACE | DOUBLE DOOR | OPTIONS: 2’ | HEIGHT: 8’ | MATERIAL: IRON | QUALITY: PREMIUM
ELEVATION | ELEVATION | DOOR | REPLACE | DOUBLE DOOR | OPTIONS: 2’2” | HEIGHT: 6’8” | MATERIAL: WOOD | QUALITY: ECONOMY
ELEVATION | ELEVATION | DOOR | REPLACE | DOUBLE DOOR | OPTIONS: 2’2” | HEIGHT: 6’8” | MATERIAL: WOOD | QUALITY: STANDARD
ELEVATION | ELEVATION | DOOR | REPLACE | DOUBLE DOOR | OPTIONS: 2’2” | HEIGHT: 6’8” | MATERIAL: WOOD | QUALITY: PREMIUM
ELEVATION | ELEVATION | DOOR | REPLACE | DOUBLE DOOR | OPTIONS: 2’2” | HEIGHT: 6’8” | MATERIAL: FIBERGLASS | QUALITY: ECONOMY
ELEVATION | ELEVATION | DOOR | REPLACE | DOUBLE DOOR | OPTIONS: 2’2” | HEIGHT: 6’8” | MATERIAL: FIBERGLASS | QUALITY: STANDARD
ELEVATION | ELEVATION | DOOR | REPLACE | DOUBLE DOOR | OPTIONS: 2’2” | HEIGHT: 6’8” | MATERIAL: FIBERGLASS | QUALITY: PREMIUM
ELEVATION | ELEVATION | DOOR | REPLACE | DOUBLE DOOR | OPTIONS: 2’2” | HEIGHT: 6’8” | MATERIAL: METAL | QUALITY: ECONOMY
ELEVATION | ELEVATION | DOOR | REPLACE | DOUBLE DOOR | OPTIONS: 2’2” | HEIGHT: 6’8” | MATERIAL: METAL | QUALITY: STANDARD
ELEVATION | ELEVATION | DOOR | REPLACE | DOUBLE DOOR | OPTIONS: 2’2” | HEIGHT: 6’8” | MATERIAL: METAL | QUALITY: PREMIUM
ELEVATION | ELEVATION | DOOR | REPLACE | DOUBLE DOOR | OPTIONS: 2’2” | HEIGHT: 6’8” | MATERIAL: IRON | QUALITY: ECONOMY
ELEVATION | ELEVATION | DOOR | REPLACE | DOUBLE DOOR | OPTIONS: 2’2” | HEIGHT: 6’8” | MATERIAL: IRON | QUALITY: STANDARD
ELEVATION | ELEVATION | DOOR | REPLACE | DOUBLE DOOR | OPTIONS: 2’2” | HEIGHT: 6’8” | MATERIAL: IRON | QUALITY: PREMIUM
ELEVATION | ELEVATION | DOOR | REPLACE | DOUBLE DOOR | OPTIONS: 2’2” | HEIGHT: 7’ | MATERIAL: WOOD | QUALITY: ECONOMY
ELEVATION | ELEVATION | DOOR | REPLACE | DOUBLE DOOR | OPTIONS: 2’2” | HEIGHT: 7’ | MATERIAL: WOOD | QUALITY: STANDARD
ELEVATION | ELEVATION | DOOR | REPLACE | DOUBLE DOOR | OPTIONS: 2’2” | HEIGHT: 7’ | MATERIAL: WOOD | QUALITY: PREMIUM
ELEVATION | ELEVATION | DOOR | REPLACE | DOUBLE DOOR | OPTIONS: 2’2” | HEIGHT: 7’ | MATERIAL: FIBERGLASS | QUALITY: ECONOMY
ELEVATION | ELEVATION | DOOR | REPLACE | DOUBLE DOOR | OPTIONS: 2’2” | HEIGHT: 7’ | MATERIAL: FIBERGLASS | QUALITY: STANDARD
ELEVATION | ELEVATION | DOOR | REPLACE | DOUBLE DOOR | OPTIONS: 2’2” | HEIGHT: 7’ | MATERIAL: FIBERGLASS | QUALITY: PREMIUM
ELEVATION | ELEVATION | DOOR | REPLACE | DOUBLE DOOR | OPTIONS: 2’2” | HEIGHT: 7’ | MATERIAL: METAL | QUALITY: ECONOMY
ELEVATION | ELEVATION | DOOR | REPLACE | DOUBLE DOOR | OPTIONS: 2’2” | HEIGHT: 7’ | MATERIAL: METAL | QUALITY: STANDARD
ELEVATION | ELEVATION | DOOR | REPLACE | DOUBLE DOOR | OPTIONS: 2’2” | HEIGHT: 7’ | MATERIAL: METAL | QUALITY: PREMIUM
ELEVATION | ELEVATION | DOOR | REPLACE | DOUBLE DOOR | OPTIONS: 2’2” | HEIGHT: 7’ | MATERIAL: IRON | QUALITY: ECONOMY
ELEVATION | ELEVATION | DOOR | REPLACE | DOUBLE DOOR | OPTIONS: 2’2” | HEIGHT: 7’ | MATERIAL: IRON | QUALITY: STANDARD
ELEVATION | ELEVATION | DOOR | REPLACE | DOUBLE DOOR | OPTIONS: 2’2” | HEIGHT: 7’ | MATERIAL: IRON | QUALITY: PREMIUM
ELEVATION | ELEVATION | DOOR | REPLACE | DOUBLE DOOR | OPTIONS: 2’2” | HEIGHT: 8’ | MATERIAL: WOOD | QUALITY: ECONOMY
ELEVATION | ELEVATION | DOOR | REPLACE | DOUBLE DOOR | OPTIONS: 2’2” | HEIGHT: 8’ | MATERIAL: WOOD | QUALITY: STANDARD
ELEVATION | ELEVATION | DOOR | REPLACE | DOUBLE DOOR | OPTIONS: 2’2” | HEIGHT: 8’ | MATERIAL: WOOD | QUALITY: PREMIUM
ELEVATION | ELEVATION | DOOR | REPLACE | DOUBLE DOOR | OPTIONS: 2’2” | HEIGHT: 8’ | MATERIAL: FIBERGLASS | QUALITY: ECONOMY
ELEVATION | ELEVATION | DOOR | REPLACE | DOUBLE DOOR | OPTIONS: 2’2” | HEIGHT: 8’ | MATERIAL: FIBERGLASS | QUALITY: STANDARD
ELEVATION | ELEVATION | DOOR | REPLACE | DOUBLE DOOR | OPTIONS: 2’2” | HEIGHT: 8’ | MATERIAL: FIBERGLASS | QUALITY: PREMIUM
ELEVATION | ELEVATION | DOOR | REPLACE | DOUBLE DOOR | OPTIONS: 2’2” | HEIGHT: 8’ | MATERIAL: METAL | QUALITY: ECONOMY
ELEVATION | ELEVATION | DOOR | REPLACE | DOUBLE DOOR | OPTIONS: 2’2” | HEIGHT: 8’ | MATERIAL: METAL | QUALITY: STANDARD
ELEVATION | ELEVATION | DOOR | REPLACE | DOUBLE DOOR | OPTIONS: 2’2” | HEIGHT: 8’ | MATERIAL: METAL | QUALITY: PREMIUM
ELEVATION | ELEVATION | DOOR | REPLACE | DOUBLE DOOR | OPTIONS: 2’2” | HEIGHT: 8’ | MATERIAL: IRON | QUALITY: ECONOMY
ELEVATION | ELEVATION | DOOR | REPLACE | DOUBLE DOOR | OPTIONS: 2’2” | HEIGHT: 8’ | MATERIAL: IRON | QUALITY: STANDARD
ELEVATION | ELEVATION | DOOR | REPLACE | DOUBLE DOOR | OPTIONS: 2’2” | HEIGHT: 8’ | MATERIAL: IRON | QUALITY: PREMIUM
ELEVATION | ELEVATION | DOOR | REPLACE | DOUBLE DOOR | OPTIONS: 2’4” | HEIGHT: 6’8” | MATERIAL: WOOD | QUALITY: ECONOMY
ELEVATION | ELEVATION | DOOR | REPLACE | DOUBLE DOOR | OPTIONS: 2’4” | HEIGHT: 6’8” | MATERIAL: WOOD | QUALITY: STANDARD
ELEVATION | ELEVATION | DOOR | REPLACE | DOUBLE DOOR | OPTIONS: 2’4” | HEIGHT: 6’8” | MATERIAL: WOOD | QUALITY: PREMIUM
ELEVATION | ELEVATION | DOOR | REPLACE | DOUBLE DOOR | OPTIONS: 2’4” | HEIGHT: 6’8” | MATERIAL: FIBERGLASS | QUALITY: ECONOMY
ELEVATION | ELEVATION | DOOR | REPLACE | DOUBLE DOOR | OPTIONS: 2’4” | HEIGHT: 6’8” | MATERIAL: FIBERGLASS | QUALITY: STANDARD
ELEVATION | ELEVATION | DOOR | REPLACE | DOUBLE DOOR | OPTIONS: 2’4” | HEIGHT: 6’8” | MATERIAL: FIBERGLASS | QUALITY: PREMIUM
ELEVATION | ELEVATION | DOOR | REPLACE | DOUBLE DOOR | OPTIONS: 2’4” | HEIGHT: 6’8” | MATERIAL: METAL | QUALITY: ECONOMY
ELEVATION | ELEVATION | DOOR | REPLACE | DOUBLE DOOR | OPTIONS: 2’4” | HEIGHT: 6’8” | MATERIAL: METAL | QUALITY: STANDARD
ELEVATION | ELEVATION | DOOR | REPLACE | DOUBLE DOOR | OPTIONS: 2’4” | HEIGHT: 6’8” | MATERIAL: METAL | QUALITY: PREMIUM
ELEVATION | ELEVATION | DOOR | REPLACE | DOUBLE DOOR | OPTIONS: 2’4” | HEIGHT: 6’8” | MATERIAL: IRON | QUALITY: ECONOMY
ELEVATION | ELEVATION | DOOR | REPLACE | DOUBLE DOOR | OPTIONS: 2’4” | HEIGHT: 6’8” | MATERIAL: IRON | QUALITY: STANDARD
ELEVATION | ELEVATION | DOOR | REPLACE | DOUBLE DOOR | OPTIONS: 2’4” | HEIGHT: 6’8” | MATERIAL: IRON | QUALITY: PREMIUM
ELEVATION | ELEVATION | DOOR | REPLACE | DOUBLE DOOR | OPTIONS: 2’4” | HEIGHT: 7’ | MATERIAL: WOOD | QUALITY: ECONOMY
ELEVATION | ELEVATION | DOOR | REPLACE | DOUBLE DOOR | OPTIONS: 2’4” | HEIGHT: 7’ | MATERIAL: WOOD | QUALITY: STANDARD
ELEVATION | ELEVATION | DOOR | REPLACE | DOUBLE DOOR | OPTIONS: 2’4” | HEIGHT: 7’ | MATERIAL: WOOD | QUALITY: PREMIUM
ELEVATION | ELEVATION | DOOR | REPLACE | DOUBLE DOOR | OPTIONS: 2’4” | HEIGHT: 7’ | MATERIAL: FIBERGLASS | QUALITY: ECONOMY
ELEVATION | ELEVATION | DOOR | REPLACE | DOUBLE DOOR | OPTIONS: 2’4” | HEIGHT: 7’ | MATERIAL: FIBERGLASS | QUALITY: STANDARD
ELEVATION | ELEVATION | DOOR | REPLACE | DOUBLE DOOR | OPTIONS: 2’4” | HEIGHT: 7’ | MATERIAL: FIBERGLASS | QUALITY: PREMIUM
ELEVATION | ELEVATION | DOOR | REPLACE | DOUBLE DOOR | OPTIONS: 2’4” | HEIGHT: 7’ | MATERIAL: METAL | QUALITY: ECONOMY
ELEVATION | ELEVATION | DOOR | REPLACE | DOUBLE DOOR | OPTIONS: 2’4” | HEIGHT: 7’ | MATERIAL: METAL | QUALITY: STANDARD
ELEVATION | ELEVATION | DOOR | REPLACE | DOUBLE DOOR | OPTIONS: 2’4” | HEIGHT: 7’ | MATERIAL: METAL | QUALITY: PREMIUM
ELEVATION | ELEVATION | DOOR | REPLACE | DOUBLE DOOR | OPTIONS: 2’4” | HEIGHT: 7’ | MATERIAL: IRON | QUALITY: ECONOMY
ELEVATION | ELEVATION | DOOR | REPLACE | DOUBLE DOOR | OPTIONS: 2’4” | HEIGHT: 7’ | MATERIAL: IRON | QUALITY: STANDARD
ELEVATION | ELEVATION | DOOR | REPLACE | DOUBLE DOOR | OPTIONS: 2’4” | HEIGHT: 7’ | MATERIAL: IRON | QUALITY: PREMIUM
ELEVATION | ELEVATION | DOOR | REPLACE | DOUBLE DOOR | OPTIONS: 2’4” | HEIGHT: 8’ | MATERIAL: WOOD | QUALITY: ECONOMY
ELEVATION | ELEVATION | DOOR | REPLACE | DOUBLE DOOR | OPTIONS: 2’4” | HEIGHT: 8’ | MATERIAL: WOOD | QUALITY: STANDARD
ELEVATION | ELEVATION | DOOR | REPLACE | DOUBLE DOOR | OPTIONS: 2’4” | HEIGHT: 8’ | MATERIAL: WOOD | QUALITY: PREMIUM
ELEVATION | ELEVATION | DOOR | REPLACE | DOUBLE DOOR | OPTIONS: 2’4” | HEIGHT: 8’ | MATERIAL: FIBERGLASS | QUALITY: ECONOMY
ELEVATION | ELEVATION | DOOR | REPLACE | DOUBLE DOOR | OPTIONS: 2’4” | HEIGHT: 8’ | MATERIAL: FIBERGLASS | QUALITY: STANDARD
ELEVATION | ELEVATION | DOOR | REPLACE | DOUBLE DOOR | OPTIONS: 2’4” | HEIGHT: 8’ | MATERIAL: FIBERGLASS | QUALITY: PREMIUM
ELEVATION | ELEVATION | DOOR | REPLACE | DOUBLE DOOR | OPTIONS: 2’4” | HEIGHT: 8’ | MATERIAL: METAL | QUALITY: ECONOMY
ELEVATION | ELEVATION | DOOR | REPLACE | DOUBLE DOOR | OPTIONS: 2’4” | HEIGHT: 8’ | MATERIAL: METAL | QUALITY: STANDARD
ELEVATION | ELEVATION | DOOR | REPLACE | DOUBLE DOOR | OPTIONS: 2’4” | HEIGHT: 8’ | MATERIAL: METAL | QUALITY: PREMIUM
ELEVATION | ELEVATION | DOOR | REPLACE | DOUBLE DOOR | OPTIONS: 2’4” | HEIGHT: 8’ | MATERIAL: IRON | QUALITY: ECONOMY
ELEVATION | ELEVATION | DOOR | REPLACE | DOUBLE DOOR | OPTIONS: 2’4” | HEIGHT: 8’ | MATERIAL: IRON | QUALITY: STANDARD
ELEVATION | ELEVATION | DOOR | REPLACE | DOUBLE DOOR | OPTIONS: 2’4” | HEIGHT: 8’ | MATERIAL: IRON | QUALITY: PREMIUM
ELEVATION | ELEVATION | DOOR | REPLACE | DOUBLE DOOR | OPTIONS: 2’6” | HEIGHT: 6’8” | MATERIAL: WOOD | QUALITY: ECONOMY
ELEVATION | ELEVATION | DOOR | REPLACE | DOUBLE DOOR | OPTIONS: 2’6” | HEIGHT: 6’8” | MATERIAL: WOOD | QUALITY: STANDARD
ELEVATION | ELEVATION | DOOR | REPLACE | DOUBLE DOOR | OPTIONS: 2’6” | HEIGHT: 6’8” | MATERIAL: WOOD | QUALITY: PREMIUM
ELEVATION | ELEVATION | DOOR | REPLACE | DOUBLE DOOR | OPTIONS: 2’6” | HEIGHT: 6’8” | MATERIAL: FIBERGLASS | QUALITY: ECONOMY
ELEVATION | ELEVATION | DOOR | REPLACE | DOUBLE DOOR | OPTIONS: 2’6” | HEIGHT: 6’8” | MATERIAL: FIBERGLASS | QUALITY: STANDARD
ELEVATION | ELEVATION | DOOR | REPLACE | DOUBLE DOOR | OPTIONS: 2’6” | HEIGHT: 6’8” | MATERIAL: FIBERGLASS | QUALITY: PREMIUM
ELEVATION | ELEVATION | DOOR | REPLACE | DOUBLE DOOR | OPTIONS: 2’6” | HEIGHT: 6’8” | MATERIAL: METAL | QUALITY: ECONOMY
ELEVATION | ELEVATION | DOOR | REPLACE | DOUBLE DOOR | OPTIONS: 2’6” | HEIGHT: 6’8” | MATERIAL: METAL | QUALITY: STANDARD
ELEVATION | ELEVATION | DOOR | REPLACE | DOUBLE DOOR | OPTIONS: 2’6” | HEIGHT: 6’8” | MATERIAL: METAL | QUALITY: PREMIUM
ELEVATION | ELEVATION | DOOR | REPLACE | DOUBLE DOOR | OPTIONS: 2’6” | HEIGHT: 6’8” | MATERIAL: IRON | QUALITY: ECONOMY
ELEVATION | ELEVATION | DOOR | REPLACE | DOUBLE DOOR | OPTIONS: 2’6” | HEIGHT: 6’8” | MATERIAL: IRON | QUALITY: STANDARD
ELEVATION | ELEVATION | DOOR | REPLACE | DOUBLE DOOR | OPTIONS: 2’6” | HEIGHT: 6’8” | MATERIAL: IRON | QUALITY: PREMIUM
ELEVATION | ELEVATION | DOOR | REPLACE | DOUBLE DOOR | OPTIONS: 2’6” | HEIGHT: 7’ | MATERIAL: WOOD | QUALITY: ECONOMY
ELEVATION | ELEVATION | DOOR | REPLACE | DOUBLE DOOR | OPTIONS: 2’6” | HEIGHT: 7’ | MATERIAL: WOOD | QUALITY: STANDARD
ELEVATION | ELEVATION | DOOR | REPLACE | DOUBLE DOOR | OPTIONS: 2’6” | HEIGHT: 7’ | MATERIAL: WOOD | QUALITY: PREMIUM
ELEVATION | ELEVATION | DOOR | REPLACE | DOUBLE DOOR | OPTIONS: 2’6” | HEIGHT: 7’ | MATERIAL: FIBERGLASS | QUALITY: ECONOMY
ELEVATION | ELEVATION | DOOR | REPLACE | DOUBLE DOOR | OPTIONS: 2’6” | HEIGHT: 7’ | MATERIAL: FIBERGLASS | QUALITY: STANDARD
ELEVATION | ELEVATION | DOOR | REPLACE | DOUBLE DOOR | OPTIONS: 2’6” | HEIGHT: 7’ | MATERIAL: FIBERGLASS | QUALITY: PREMIUM
ELEVATION | ELEVATION | DOOR | REPLACE | DOUBLE DOOR | OPTIONS: 2’6” | HEIGHT: 7’ | MATERIAL: METAL | QUALITY: ECONOMY
ELEVATION | ELEVATION | DOOR | REPLACE | DOUBLE DOOR | OPTIONS: 2’6” | HEIGHT: 7’ | MATERIAL: METAL | QUALITY: STANDARD
ELEVATION | ELEVATION | DOOR | REPLACE | DOUBLE DOOR | OPTIONS: 2’6” | HEIGHT: 7’ | MATERIAL: METAL | QUALITY: PREMIUM
ELEVATION | ELEVATION | DOOR | REPLACE | DOUBLE DOOR | OPTIONS: 2’6” | HEIGHT: 7’ | MATERIAL: IRON | QUALITY: ECONOMY
ELEVATION | ELEVATION | DOOR | REPLACE | DOUBLE DOOR | OPTIONS: 2’6” | HEIGHT: 7’ | MATERIAL: IRON | QUALITY: STANDARD
ELEVATION | ELEVATION | DOOR | REPLACE | DOUBLE DOOR | OPTIONS: 2’6” | HEIGHT: 7’ | MATERIAL: IRON | QUALITY: PREMIUM
ELEVATION | ELEVATION | DOOR | REPLACE | DOUBLE DOOR | OPTIONS: 2’6” | HEIGHT: 8’ | MATERIAL: WOOD | QUALITY: ECONOMY
ELEVATION | ELEVATION | DOOR | REPLACE | DOUBLE DOOR | OPTIONS: 2’6” | HEIGHT: 8’ | MATERIAL: WOOD | QUALITY: STANDARD
ELEVATION | ELEVATION | DOOR | REPLACE | DOUBLE DOOR | OPTIONS: 2’6” | HEIGHT: 8’ | MATERIAL: WOOD | QUALITY: PREMIUM
ELEVATION | ELEVATION | DOOR | REPLACE | DOUBLE DOOR | OPTIONS: 2’6” | HEIGHT: 8’ | MATERIAL: FIBERGLASS | QUALITY: ECONOMY
ELEVATION | ELEVATION | DOOR | REPLACE | DOUBLE DOOR | OPTIONS: 2’6” | HEIGHT: 8’ | MATERIAL: FIBERGLASS | QUALITY: STANDARD
ELEVATION | ELEVATION | DOOR | REPLACE | DOUBLE DOOR | OPTIONS: 2’6” | HEIGHT: 8’ | MATERIAL: FIBERGLASS | QUALITY: PREMIUM
ELEVATION | ELEVATION | DOOR | REPLACE | DOUBLE DOOR | OPTIONS: 2’6” | HEIGHT: 8’ | MATERIAL: METAL | QUALITY: ECONOMY
ELEVATION | ELEVATION | DOOR | REPLACE | DOUBLE DOOR | OPTIONS: 2’6” | HEIGHT: 8’ | MATERIAL: METAL | QUALITY: STANDARD
ELEVATION | ELEVATION | DOOR | REPLACE | DOUBLE DOOR | OPTIONS: 2’6” | HEIGHT: 8’ | MATERIAL: METAL | QUALITY: PREMIUM
ELEVATION | ELEVATION | DOOR | REPLACE | DOUBLE DOOR | OPTIONS: 2’6” | HEIGHT: 8’ | MATERIAL: IRON | QUALITY: ECONOMY
ELEVATION | ELEVATION | DOOR | REPLACE | DOUBLE DOOR | OPTIONS: 2’6” | HEIGHT: 8’ | MATERIAL: IRON | QUALITY: STANDARD
ELEVATION | ELEVATION | DOOR | REPLACE | DOUBLE DOOR | OPTIONS: 2’6” | HEIGHT: 8’ | MATERIAL: IRON | QUALITY: PREMIUM
ELEVATION | ELEVATION | DOOR | REPLACE | DOUBLE DOOR | OPTIONS: 2’8” | HEIGHT: 6’8” | MATERIAL: WOOD | QUALITY: ECONOMY
ELEVATION | ELEVATION | DOOR | REPLACE | DOUBLE DOOR | OPTIONS: 2’8” | HEIGHT: 6’8” | MATERIAL: WOOD | QUALITY: STANDARD
ELEVATION | ELEVATION | DOOR | REPLACE | DOUBLE DOOR | OPTIONS: 2’8” | HEIGHT: 6’8” | MATERIAL: WOOD | QUALITY: PREMIUM
ELEVATION | ELEVATION | DOOR | REPLACE | DOUBLE DOOR | OPTIONS: 2’8” | HEIGHT: 6’8” | MATERIAL: FIBERGLASS | QUALITY: ECONOMY
ELEVATION | ELEVATION | DOOR | REPLACE | DOUBLE DOOR | OPTIONS: 2’8” | HEIGHT: 6’8” | MATERIAL: FIBERGLASS | QUALITY: STANDARD
ELEVATION | ELEVATION | DOOR | REPLACE | DOUBLE DOOR | OPTIONS: 2’8” | HEIGHT: 6’8” | MATERIAL: FIBERGLASS | QUALITY: PREMIUM
ELEVATION | ELEVATION | DOOR | REPLACE | DOUBLE DOOR | OPTIONS: 2’8” | HEIGHT: 6’8” | MATERIAL: METAL | QUALITY: ECONOMY
ELEVATION | ELEVATION | DOOR | REPLACE | DOUBLE DOOR | OPTIONS: 2’8” | HEIGHT: 6’8” | MATERIAL: METAL | QUALITY: STANDARD
ELEVATION | ELEVATION | DOOR | REPLACE | DOUBLE DOOR | OPTIONS: 2’8” | HEIGHT: 6’8” | MATERIAL: METAL | QUALITY: PREMIUM
ELEVATION | ELEVATION | DOOR | REPLACE | DOUBLE DOOR | OPTIONS: 2’8” | HEIGHT: 6’8” | MATERIAL: IRON | QUALITY: ECONOMY
ELEVATION | ELEVATION | DOOR | REPLACE | DOUBLE DOOR | OPTIONS: 2’8” | HEIGHT: 6’8” | MATERIAL: IRON | QUALITY: STANDARD
ELEVATION | ELEVATION | DOOR | REPLACE | DOUBLE DOOR | OPTIONS: 2’8” | HEIGHT: 6’8” | MATERIAL: IRON | QUALITY: PREMIUM
ELEVATION | ELEVATION | DOOR | REPLACE | DOUBLE DOOR | OPTIONS: 2’8” | HEIGHT: 7’ | MATERIAL: WOOD | QUALITY: ECONOMY
ELEVATION | ELEVATION | DOOR | REPLACE | DOUBLE DOOR | OPTIONS: 2’8” | HEIGHT: 7’ | MATERIAL: WOOD | QUALITY: STANDARD
ELEVATION | ELEVATION | DOOR | REPLACE | DOUBLE DOOR | OPTIONS: 2’8” | HEIGHT: 7’ | MATERIAL: WOOD | QUALITY: PREMIUM
ELEVATION | ELEVATION | DOOR | REPLACE | DOUBLE DOOR | OPTIONS: 2’8” | HEIGHT: 7’ | MATERIAL: FIBERGLASS | QUALITY: ECONOMY
ELEVATION | ELEVATION | DOOR | REPLACE | DOUBLE DOOR | OPTIONS: 2’8” | HEIGHT: 7’ | MATERIAL: FIBERGLASS | QUALITY: STANDARD
ELEVATION | ELEVATION | DOOR | REPLACE | DOUBLE DOOR | OPTIONS: 2’8” | HEIGHT: 7’ | MATERIAL: FIBERGLASS | QUALITY: PREMIUM
ELEVATION | ELEVATION | DOOR | REPLACE | DOUBLE DOOR | OPTIONS: 2’8” | HEIGHT: 7’ | MATERIAL: METAL | QUALITY: ECONOMY
ELEVATION | ELEVATION | DOOR | REPLACE | DOUBLE DOOR | OPTIONS: 2’8” | HEIGHT: 7’ | MATERIAL: METAL | QUALITY: STANDARD
ELEVATION | ELEVATION | DOOR | REPLACE | DOUBLE DOOR | OPTIONS: 2’8” | HEIGHT: 7’ | MATERIAL: METAL | QUALITY: PREMIUM
ELEVATION | ELEVATION | DOOR | REPLACE | DOUBLE DOOR | OPTIONS: 2’8” | HEIGHT: 7’ | MATERIAL: IRON | QUALITY: ECONOMY
ELEVATION | ELEVATION | DOOR | REPLACE | DOUBLE DOOR | OPTIONS: 2’8” | HEIGHT: 7’ | MATERIAL: IRON | QUALITY: STANDARD
ELEVATION | ELEVATION | DOOR | REPLACE | DOUBLE DOOR | OPTIONS: 2’8” | HEIGHT: 7’ | MATERIAL: IRON | QUALITY: PREMIUM
ELEVATION | ELEVATION | DOOR | REPLACE | DOUBLE DOOR | OPTIONS: 2’8” | HEIGHT: 8’ | MATERIAL: WOOD | QUALITY: ECONOMY
ELEVATION | ELEVATION | DOOR | REPLACE | DOUBLE DOOR | OPTIONS: 2’8” | HEIGHT: 8’ | MATERIAL: WOOD | QUALITY: STANDARD
ELEVATION | ELEVATION | DOOR | REPLACE | DOUBLE DOOR | OPTIONS: 2’8” | HEIGHT: 8’ | MATERIAL: WOOD | QUALITY: PREMIUM
ELEVATION | ELEVATION | DOOR | REPLACE | DOUBLE DOOR | OPTIONS: 2’8” | HEIGHT: 8’ | MATERIAL: FIBERGLASS | QUALITY: ECONOMY
ELEVATION | ELEVATION | DOOR | REPLACE | DOUBLE DOOR | OPTIONS: 2’8” | HEIGHT: 8’ | MATERIAL: FIBERGLASS | QUALITY: STANDARD
ELEVATION | ELEVATION | DOOR | REPLACE | DOUBLE DOOR | OPTIONS: 2’8” | HEIGHT: 8’ | MATERIAL: FIBERGLASS | QUALITY: PREMIUM
ELEVATION | ELEVATION | DOOR | REPLACE | DOUBLE DOOR | OPTIONS: 2’8” | HEIGHT: 8’ | MATERIAL: METAL | QUALITY: ECONOMY
ELEVATION | ELEVATION | DOOR | REPLACE | DOUBLE DOOR | OPTIONS: 2’8” | HEIGHT: 8’ | MATERIAL: METAL | QUALITY: STANDARD
ELEVATION | ELEVATION | DOOR | REPLACE | DOUBLE DOOR | OPTIONS: 2’8” | HEIGHT: 8’ | MATERIAL: METAL | QUALITY: PREMIUM
ELEVATION | ELEVATION | DOOR | REPLACE | DOUBLE DOOR | OPTIONS: 2’8” | HEIGHT: 8’ | MATERIAL: IRON | QUALITY: ECONOMY
ELEVATION | ELEVATION | DOOR | REPLACE | DOUBLE DOOR | OPTIONS: 2’8” | HEIGHT: 8’ | MATERIAL: IRON | QUALITY: STANDARD
ELEVATION | ELEVATION | DOOR | REPLACE | DOUBLE DOOR | OPTIONS: 2’8” | HEIGHT: 8’ | MATERIAL: IRON | QUALITY: PREMIUM
ELEVATION | ELEVATION | DOOR | REPLACE | DOUBLE DOOR | OPTIONS: 2’10” | HEIGHT: 6’8” | MATERIAL: WOOD | QUALITY: ECONOMY
ELEVATION | ELEVATION | DOOR | REPLACE | DOUBLE DOOR | OPTIONS: 2’10” | HEIGHT: 6’8” | MATERIAL: WOOD | QUALITY: STANDARD
ELEVATION | ELEVATION | DOOR | REPLACE | DOUBLE DOOR | OPTIONS: 2’10” | HEIGHT: 6’8” | MATERIAL: WOOD | QUALITY: PREMIUM
ELEVATION | ELEVATION | DOOR | REPLACE | DOUBLE DOOR | OPTIONS: 2’10” | HEIGHT: 6’8” | MATERIAL: FIBERGLASS | QUALITY: ECONOMY
ELEVATION | ELEVATION | DOOR | REPLACE | DOUBLE DOOR | OPTIONS: 2’10” | HEIGHT: 6’8” | MATERIAL: FIBERGLASS | QUALITY: STANDARD
ELEVATION | ELEVATION | DOOR | REPLACE | DOUBLE DOOR | OPTIONS: 2’10” | HEIGHT: 6’8” | MATERIAL: FIBERGLASS | QUALITY: PREMIUM
ELEVATION | ELEVATION | DOOR | REPLACE | DOUBLE DOOR | OPTIONS: 2’10” | HEIGHT: 6’8” | MATERIAL: METAL | QUALITY: ECONOMY
ELEVATION | ELEVATION | DOOR | REPLACE | DOUBLE DOOR | OPTIONS: 2’10” | HEIGHT: 6’8” | MATERIAL: METAL | QUALITY: STANDARD
ELEVATION | ELEVATION | DOOR | REPLACE | DOUBLE DOOR | OPTIONS: 2’10” | HEIGHT: 6’8” | MATERIAL: METAL | QUALITY: PREMIUM
ELEVATION | ELEVATION | DOOR | REPLACE | DOUBLE DOOR | OPTIONS: 2’10” | HEIGHT: 6’8” | MATERIAL: IRON | QUALITY: ECONOMY
ELEVATION | ELEVATION | DOOR | REPLACE | DOUBLE DOOR | OPTIONS: 2’10” | HEIGHT: 6’8” | MATERIAL: IRON | QUALITY: STANDARD
ELEVATION | ELEVATION | DOOR | REPLACE | DOUBLE DOOR | OPTIONS: 2’10” | HEIGHT: 6’8” | MATERIAL: IRON | QUALITY: PREMIUM
ELEVATION | ELEVATION | DOOR | REPLACE | DOUBLE DOOR | OPTIONS: 2’10” | HEIGHT: 7’ | MATERIAL: WOOD | QUALITY: ECONOMY
ELEVATION | ELEVATION | DOOR | REPLACE | DOUBLE DOOR | OPTIONS: 2’10” | HEIGHT: 7’ | MATERIAL: WOOD | QUALITY: STANDARD
ELEVATION | ELEVATION | DOOR | REPLACE | DOUBLE DOOR | OPTIONS: 2’10” | HEIGHT: 7’ | MATERIAL: WOOD | QUALITY: PREMIUM
ELEVATION | ELEVATION | DOOR | REPLACE | DOUBLE DOOR | OPTIONS: 2’10” | HEIGHT: 7’ | MATERIAL: FIBERGLASS | QUALITY: ECONOMY
ELEVATION | ELEVATION | DOOR | REPLACE | DOUBLE DOOR | OPTIONS: 2’10” | HEIGHT: 7’ | MATERIAL: FIBERGLASS | QUALITY: STANDARD
ELEVATION | ELEVATION | DOOR | REPLACE | DOUBLE DOOR | OPTIONS: 2’10” | HEIGHT: 7’ | MATERIAL: FIBERGLASS | QUALITY: PREMIUM
ELEVATION | ELEVATION | DOOR | REPLACE | DOUBLE DOOR | OPTIONS: 2’10” | HEIGHT: 7’ | MATERIAL: METAL | QUALITY: ECONOMY
ELEVATION | ELEVATION | DOOR | REPLACE | DOUBLE DOOR | OPTIONS: 2’10” | HEIGHT: 7’ | MATERIAL: METAL | QUALITY: STANDARD
ELEVATION | ELEVATION | DOOR | REPLACE | DOUBLE DOOR | OPTIONS: 2’10” | HEIGHT: 7’ | MATERIAL: METAL | QUALITY: PREMIUM
ELEVATION | ELEVATION | DOOR | REPLACE | DOUBLE DOOR | OPTIONS: 2’10” | HEIGHT: 7’ | MATERIAL: IRON | QUALITY: ECONOMY
ELEVATION | ELEVATION | DOOR | REPLACE | DOUBLE DOOR | OPTIONS: 2’10” | HEIGHT: 7’ | MATERIAL: IRON | QUALITY: STANDARD
ELEVATION | ELEVATION | DOOR | REPLACE | DOUBLE DOOR | OPTIONS: 2’10” | HEIGHT: 7’ | MATERIAL: IRON | QUALITY: PREMIUM
ELEVATION | ELEVATION | DOOR | REPLACE | DOUBLE DOOR | OPTIONS: 2’10” | HEIGHT: 8’ | MATERIAL: WOOD | QUALITY: ECONOMY
ELEVATION | ELEVATION | DOOR | REPLACE | DOUBLE DOOR | OPTIONS: 2’10” | HEIGHT: 8’ | MATERIAL: WOOD | QUALITY: STANDARD
ELEVATION | ELEVATION | DOOR | REPLACE | DOUBLE DOOR | OPTIONS: 2’10” | HEIGHT: 8’ | MATERIAL: WOOD | QUALITY: PREMIUM
ELEVATION | ELEVATION | DOOR | REPLACE | DOUBLE DOOR | OPTIONS: 2’10” | HEIGHT: 8’ | MATERIAL: FIBERGLASS | QUALITY: ECONOMY
ELEVATION | ELEVATION | DOOR | REPLACE | DOUBLE DOOR | OPTIONS: 2’10” | HEIGHT: 8’ | MATERIAL: FIBERGLASS | QUALITY: STANDARD
ELEVATION | ELEVATION | DOOR | REPLACE | DOUBLE DOOR | OPTIONS: 2’10” | HEIGHT: 8’ | MATERIAL: FIBERGLASS | QUALITY: PREMIUM
ELEVATION | ELEVATION | DOOR | REPLACE | DOUBLE DOOR | OPTIONS: 2’10” | HEIGHT: 8’ | MATERIAL: METAL | QUALITY: ECONOMY
ELEVATION | ELEVATION | DOOR | REPLACE | DOUBLE DOOR | OPTIONS: 2’10” | HEIGHT: 8’ | MATERIAL: METAL | QUALITY: STANDARD
ELEVATION | ELEVATION | DOOR | REPLACE | DOUBLE DOOR | OPTIONS: 2’10” | HEIGHT: 8’ | MATERIAL: METAL | QUALITY: PREMIUM
ELEVATION | ELEVATION | DOOR | REPLACE | DOUBLE DOOR | OPTIONS: 2’10” | HEIGHT: 8’ | MATERIAL: IRON | QUALITY: ECONOMY
ELEVATION | ELEVATION | DOOR | REPLACE | DOUBLE DOOR | OPTIONS: 2’10” | HEIGHT: 8’ | MATERIAL: IRON | QUALITY: STANDARD
ELEVATION | ELEVATION | DOOR | REPLACE | DOUBLE DOOR | OPTIONS: 2’10” | HEIGHT: 8’ | MATERIAL: IRON | QUALITY: PREMIUM
ELEVATION | ELEVATION | DOOR | REPLACE | DOUBLE DOOR | OPTIONS: 3’0” | HEIGHT: 6’8” | MATERIAL: WOOD | QUALITY: ECONOMY
ELEVATION | ELEVATION | DOOR | REPLACE | DOUBLE DOOR | OPTIONS: 3’0” | HEIGHT: 6’8” | MATERIAL: WOOD | QUALITY: STANDARD
ELEVATION | ELEVATION | DOOR | REPLACE | DOUBLE DOOR | OPTIONS: 3’0” | HEIGHT: 6’8” | MATERIAL: WOOD | QUALITY: PREMIUM
ELEVATION | ELEVATION | DOOR | REPLACE | DOUBLE DOOR | OPTIONS: 3’0” | HEIGHT: 6’8” | MATERIAL: FIBERGLASS | QUALITY: ECONOMY
ELEVATION | ELEVATION | DOOR | REPLACE | DOUBLE DOOR | OPTIONS: 3’0” | HEIGHT: 6’8” | MATERIAL: FIBERGLASS | QUALITY: STANDARD
ELEVATION | ELEVATION | DOOR | REPLACE | DOUBLE DOOR | OPTIONS: 3’0” | HEIGHT: 6’8” | MATERIAL: FIBERGLASS | QUALITY: PREMIUM
ELEVATION | ELEVATION | DOOR | REPLACE | DOUBLE DOOR | OPTIONS: 3’0” | HEIGHT: 6’8” | MATERIAL: METAL | QUALITY: ECONOMY
ELEVATION | ELEVATION | DOOR | REPLACE | DOUBLE DOOR | OPTIONS: 3’0” | HEIGHT: 6’8” | MATERIAL: METAL | QUALITY: STANDARD
ELEVATION | ELEVATION | DOOR | REPLACE | DOUBLE DOOR | OPTIONS: 3’0” | HEIGHT: 6’8” | MATERIAL: METAL | QUALITY: PREMIUM
ELEVATION | ELEVATION | DOOR | REPLACE | DOUBLE DOOR | OPTIONS: 3’0” | HEIGHT: 6’8” | MATERIAL: IRON | QUALITY: ECONOMY
ELEVATION | ELEVATION | DOOR | REPLACE | DOUBLE DOOR | OPTIONS: 3’0” | HEIGHT: 6’8” | MATERIAL: IRON | QUALITY: STANDARD
ELEVATION | ELEVATION | DOOR | REPLACE | DOUBLE DOOR | OPTIONS: 3’0” | HEIGHT: 6’8” | MATERIAL: IRON | QUALITY: PREMIUM
ELEVATION | ELEVATION | DOOR | REPLACE | DOUBLE DOOR | OPTIONS: 3’0” | HEIGHT: 7’ | MATERIAL: WOOD | QUALITY: ECONOMY
ELEVATION | ELEVATION | DOOR | REPLACE | DOUBLE DOOR | OPTIONS: 3’0” | HEIGHT: 7’ | MATERIAL: WOOD | QUALITY: STANDARD
ELEVATION | ELEVATION | DOOR | REPLACE | DOUBLE DOOR | OPTIONS: 3’0” | HEIGHT: 7’ | MATERIAL: WOOD | QUALITY: PREMIUM
ELEVATION | ELEVATION | DOOR | REPLACE | DOUBLE DOOR | OPTIONS: 3’0” | HEIGHT: 7’ | MATERIAL: FIBERGLASS | QUALITY: ECONOMY
ELEVATION | ELEVATION | DOOR | REPLACE | DOUBLE DOOR | OPTIONS: 3’0” | HEIGHT: 7’ | MATERIAL: FIBERGLASS | QUALITY: STANDARD
ELEVATION | ELEVATION | DOOR | REPLACE | DOUBLE DOOR | OPTIONS: 3’0” | HEIGHT: 7’ | MATERIAL: FIBERGLASS | QUALITY: PREMIUM
ELEVATION | ELEVATION | DOOR | REPLACE | DOUBLE DOOR | OPTIONS: 3’0” | HEIGHT: 7’ | MATERIAL: METAL | QUALITY: ECONOMY
ELEVATION | ELEVATION | DOOR | REPLACE | DOUBLE DOOR | OPTIONS: 3’0” | HEIGHT: 7’ | MATERIAL: METAL | QUALITY: STANDARD
ELEVATION | ELEVATION | DOOR | REPLACE | DOUBLE DOOR | OPTIONS: 3’0” | HEIGHT: 7’ | MATERIAL: METAL | QUALITY: PREMIUM
ELEVATION | ELEVATION | DOOR | REPLACE | DOUBLE DOOR | OPTIONS: 3’0” | HEIGHT: 7’ | MATERIAL: IRON | QUALITY: ECONOMY
ELEVATION | ELEVATION | DOOR | REPLACE | DOUBLE DOOR | OPTIONS: 3’0” | HEIGHT: 7’ | MATERIAL: IRON | QUALITY: STANDARD
ELEVATION | ELEVATION | DOOR | REPLACE | DOUBLE DOOR | OPTIONS: 3’0” | HEIGHT: 7’ | MATERIAL: IRON | QUALITY: PREMIUM
ELEVATION | ELEVATION | DOOR | REPLACE | DOUBLE DOOR | OPTIONS: 3’0” | HEIGHT: 8’ | MATERIAL: WOOD | QUALITY: ECONOMY
ELEVATION | ELEVATION | DOOR | REPLACE | DOUBLE DOOR | OPTIONS: 3’0” | HEIGHT: 8’ | MATERIAL: WOOD | QUALITY: STANDARD
ELEVATION | ELEVATION | DOOR | REPLACE | DOUBLE DOOR | OPTIONS: 3’0” | HEIGHT: 8’ | MATERIAL: WOOD | QUALITY: PREMIUM
ELEVATION | ELEVATION | DOOR | REPLACE | DOUBLE DOOR | OPTIONS: 3’0” | HEIGHT: 8’ | MATERIAL: FIBERGLASS | QUALITY: ECONOMY
ELEVATION | ELEVATION | DOOR | REPLACE | DOUBLE DOOR | OPTIONS: 3’0” | HEIGHT: 8’ | MATERIAL: FIBERGLASS | QUALITY: STANDARD
ELEVATION | ELEVATION | DOOR | REPLACE | DOUBLE DOOR | OPTIONS: 3’0” | HEIGHT: 8’ | MATERIAL: FIBERGLASS | QUALITY: PREMIUM
ELEVATION | ELEVATION | DOOR | REPLACE | DOUBLE DOOR | OPTIONS: 3’0” | HEIGHT: 8’ | MATERIAL: METAL | QUALITY: ECONOMY
ELEVATION | ELEVATION | DOOR | REPLACE | DOUBLE DOOR | OPTIONS: 3’0” | HEIGHT: 8’ | MATERIAL: METAL | QUALITY: STANDARD
ELEVATION | ELEVATION | DOOR | REPLACE | DOUBLE DOOR | OPTIONS: 3’0” | HEIGHT: 8’ | MATERIAL: METAL | QUALITY: PREMIUM
ELEVATION | ELEVATION | DOOR | REPLACE | DOUBLE DOOR | OPTIONS: 3’0” | HEIGHT: 8’ | MATERIAL: IRON | QUALITY: ECONOMY
ELEVATION | ELEVATION | DOOR | REPLACE | DOUBLE DOOR | OPTIONS: 3’0” | HEIGHT: 8’ | MATERIAL: IRON | QUALITY: STANDARD
ELEVATION | ELEVATION | DOOR | REPLACE | DOUBLE DOOR | OPTIONS: 3’0” | HEIGHT: 8’ | MATERIAL: IRON | QUALITY: PREMIUM
ELEVATION | ELEVATION | DOOR | REPLACE | DOUBLE DOOR | OPTIONS: 3’2” | HEIGHT: 6’8” | MATERIAL: WOOD | QUALITY: ECONOMY
ELEVATION | ELEVATION | DOOR | REPLACE | DOUBLE DOOR | OPTIONS: 3’2” | HEIGHT: 6’8” | MATERIAL: WOOD | QUALITY: STANDARD
ELEVATION | ELEVATION | DOOR | REPLACE | DOUBLE DOOR | OPTIONS: 3’2” | HEIGHT: 6’8” | MATERIAL: WOOD | QUALITY: PREMIUM
ELEVATION | ELEVATION | DOOR | REPLACE | DOUBLE DOOR | OPTIONS: 3’2” | HEIGHT: 6’8” | MATERIAL: FIBERGLASS | QUALITY: ECONOMY
ELEVATION | ELEVATION | DOOR | REPLACE | DOUBLE DOOR | OPTIONS: 3’2” | HEIGHT: 6’8” | MATERIAL: FIBERGLASS | QUALITY: STANDARD
ELEVATION | ELEVATION | DOOR | REPLACE | DOUBLE DOOR | OPTIONS: 3’2” | HEIGHT: 6’8” | MATERIAL: FIBERGLASS | QUALITY: PREMIUM
ELEVATION | ELEVATION | DOOR | REPLACE | DOUBLE DOOR | OPTIONS: 3’2” | HEIGHT: 6’8” | MATERIAL: METAL | QUALITY: ECONOMY
ELEVATION | ELEVATION | DOOR | REPLACE | DOUBLE DOOR | OPTIONS: 3’2” | HEIGHT: 6’8” | MATERIAL: METAL | QUALITY: STANDARD
ELEVATION | ELEVATION | DOOR | REPLACE | DOUBLE DOOR | OPTIONS: 3’2” | HEIGHT: 6’8” | MATERIAL: METAL | QUALITY: PREMIUM
ELEVATION | ELEVATION | DOOR | REPLACE | DOUBLE DOOR | OPTIONS: 3’2” | HEIGHT: 6’8” | MATERIAL: IRON | QUALITY: ECONOMY
ELEVATION | ELEVATION | DOOR | REPLACE | DOUBLE DOOR | OPTIONS: 3’2” | HEIGHT: 6’8” | MATERIAL: IRON | QUALITY: STANDARD
ELEVATION | ELEVATION | DOOR | REPLACE | DOUBLE DOOR | OPTIONS: 3’2” | HEIGHT: 6’8” | MATERIAL: IRON | QUALITY: PREMIUM
ELEVATION | ELEVATION | DOOR | REPLACE | DOUBLE DOOR | OPTIONS: 3’2” | HEIGHT: 7’ | MATERIAL: WOOD | QUALITY: ECONOMY
ELEVATION | ELEVATION | DOOR | REPLACE | DOUBLE DOOR | OPTIONS: 3’2” | HEIGHT: 7’ | MATERIAL: WOOD | QUALITY: STANDARD
ELEVATION | ELEVATION | DOOR | REPLACE | DOUBLE DOOR | OPTIONS: 3’2” | HEIGHT: 7’ | MATERIAL: WOOD | QUALITY: PREMIUM
ELEVATION | ELEVATION | DOOR | REPLACE | DOUBLE DOOR | OPTIONS: 3’2” | HEIGHT: 7’ | MATERIAL: FIBERGLASS | QUALITY: ECONOMY
ELEVATION | ELEVATION | DOOR | REPLACE | DOUBLE DOOR | OPTIONS: 3’2” | HEIGHT: 7’ | MATERIAL: FIBERGLASS | QUALITY: STANDARD
ELEVATION | ELEVATION | DOOR | REPLACE | DOUBLE DOOR | OPTIONS: 3’2” | HEIGHT: 7’ | MATERIAL: FIBERGLASS | QUALITY: PREMIUM
ELEVATION | ELEVATION | DOOR | REPLACE | DOUBLE DOOR | OPTIONS: 3’2” | HEIGHT: 7’ | MATERIAL: METAL | QUALITY: ECONOMY
ELEVATION | ELEVATION | DOOR | REPLACE | DOUBLE DOOR | OPTIONS: 3’2” | HEIGHT: 7’ | MATERIAL: METAL | QUALITY: STANDARD
ELEVATION | ELEVATION | DOOR | REPLACE | DOUBLE DOOR | OPTIONS: 3’2” | HEIGHT: 7’ | MATERIAL: METAL | QUALITY: PREMIUM
ELEVATION | ELEVATION | DOOR | REPLACE | DOUBLE DOOR | OPTIONS: 3’2” | HEIGHT: 7’ | MATERIAL: IRON | QUALITY: ECONOMY
ELEVATION | ELEVATION | DOOR | REPLACE | DOUBLE DOOR | OPTIONS: 3’2” | HEIGHT: 7’ | MATERIAL: IRON | QUALITY: STANDARD
ELEVATION | ELEVATION | DOOR | REPLACE | DOUBLE DOOR | OPTIONS: 3’2” | HEIGHT: 7’ | MATERIAL: IRON | QUALITY: PREMIUM
ELEVATION | ELEVATION | DOOR | REPLACE | DOUBLE DOOR | OPTIONS: 3’2” | HEIGHT: 8’ | MATERIAL: WOOD | QUALITY: ECONOMY
ELEVATION | ELEVATION | DOOR | REPLACE | DOUBLE DOOR | OPTIONS: 3’2” | HEIGHT: 8’ | MATERIAL: WOOD | QUALITY: STANDARD
ELEVATION | ELEVATION | DOOR | REPLACE | DOUBLE DOOR | OPTIONS: 3’2” | HEIGHT: 8’ | MATERIAL: WOOD | QUALITY: PREMIUM
ELEVATION | ELEVATION | DOOR | REPLACE | DOUBLE DOOR | OPTIONS: 3’2” | HEIGHT: 8’ | MATERIAL: FIBERGLASS | QUALITY: ECONOMY
ELEVATION | ELEVATION | DOOR | REPLACE | DOUBLE DOOR | OPTIONS: 3’2” | HEIGHT: 8’ | MATERIAL: FIBERGLASS | QUALITY: STANDARD
ELEVATION | ELEVATION | DOOR | REPLACE | DOUBLE DOOR | OPTIONS: 3’2” | HEIGHT: 8’ | MATERIAL: FIBERGLASS | QUALITY: PREMIUM
ELEVATION | ELEVATION | DOOR | REPLACE | DOUBLE DOOR | OPTIONS: 3’2” | HEIGHT: 8’ | MATERIAL: METAL | QUALITY: ECONOMY
ELEVATION | ELEVATION | DOOR | REPLACE | DOUBLE DOOR | OPTIONS: 3’2” | HEIGHT: 8’ | MATERIAL: METAL | QUALITY: STANDARD
ELEVATION | ELEVATION | DOOR | REPLACE | DOUBLE DOOR | OPTIONS: 3’2” | HEIGHT: 8’ | MATERIAL: METAL | QUALITY: PREMIUM
ELEVATION | ELEVATION | DOOR | REPLACE | DOUBLE DOOR | OPTIONS: 3’2” | HEIGHT: 8’ | MATERIAL: IRON | QUALITY: ECONOMY
ELEVATION | ELEVATION | DOOR | REPLACE | DOUBLE DOOR | OPTIONS: 3’2” | HEIGHT: 8’ | MATERIAL: IRON | QUALITY: STANDARD
ELEVATION | ELEVATION | DOOR | REPLACE | DOUBLE DOOR | OPTIONS: 3’2” | HEIGHT: 8’ | MATERIAL: IRON | QUALITY: PREMIUM
ELEVATION | ELEVATION | DOOR | REPLACE | DOUBLE DOOR | OPTIONS: 3’4” | HEIGHT: 6’8” | MATERIAL: WOOD | QUALITY: ECONOMY
ELEVATION | ELEVATION | DOOR | REPLACE | DOUBLE DOOR | OPTIONS: 3’4” | HEIGHT: 6’8” | MATERIAL: WOOD | QUALITY: STANDARD
ELEVATION | ELEVATION | DOOR | REPLACE | DOUBLE DOOR | OPTIONS: 3’4” | HEIGHT: 6’8” | MATERIAL: WOOD | QUALITY: PREMIUM
ELEVATION | ELEVATION | DOOR | REPLACE | DOUBLE DOOR | OPTIONS: 3’4” | HEIGHT: 6’8” | MATERIAL: FIBERGLASS | QUALITY: ECONOMY
ELEVATION | ELEVATION | DOOR | REPLACE | DOUBLE DOOR | OPTIONS: 3’4” | HEIGHT: 6’8” | MATERIAL: FIBERGLASS | QUALITY: STANDARD
ELEVATION | ELEVATION | DOOR | REPLACE | DOUBLE DOOR | OPTIONS: 3’4” | HEIGHT: 6’8” | MATERIAL: FIBERGLASS | QUALITY: PREMIUM
ELEVATION | ELEVATION | DOOR | REPLACE | DOUBLE DOOR | OPTIONS: 3’4” | HEIGHT: 6’8” | MATERIAL: METAL | QUALITY: ECONOMY
ELEVATION | ELEVATION | DOOR | REPLACE | DOUBLE DOOR | OPTIONS: 3’4” | HEIGHT: 6’8” | MATERIAL: METAL | QUALITY: STANDARD
ELEVATION | ELEVATION | DOOR | REPLACE | DOUBLE DOOR | OPTIONS: 3’4” | HEIGHT: 6’8” | MATERIAL: METAL | QUALITY: PREMIUM
ELEVATION | ELEVATION | DOOR | REPLACE | DOUBLE DOOR | OPTIONS: 3’4” | HEIGHT: 6’8” | MATERIAL: IRON | QUALITY: ECONOMY
ELEVATION | ELEVATION | DOOR | REPLACE | DOUBLE DOOR | OPTIONS: 3’4” | HEIGHT: 6’8” | MATERIAL: IRON | QUALITY: STANDARD
ELEVATION | ELEVATION | DOOR | REPLACE | DOUBLE DOOR | OPTIONS: 3’4” | HEIGHT: 6’8” | MATERIAL: IRON | QUALITY: PREMIUM
ELEVATION | ELEVATION | DOOR | REPLACE | DOUBLE DOOR | OPTIONS: 3’4” | HEIGHT: 7’ | MATERIAL: WOOD | QUALITY: ECONOMY
ELEVATION | ELEVATION | DOOR | REPLACE | DOUBLE DOOR | OPTIONS: 3’4” | HEIGHT: 7’ | MATERIAL: WOOD | QUALITY: STANDARD
ELEVATION | ELEVATION | DOOR | REPLACE | DOUBLE DOOR | OPTIONS: 3’4” | HEIGHT: 7’ | MATERIAL: WOOD | QUALITY: PREMIUM
ELEVATION | ELEVATION | DOOR | REPLACE | DOUBLE DOOR | OPTIONS: 3’4” | HEIGHT: 7’ | MATERIAL: FIBERGLASS | QUALITY: ECONOMY
ELEVATION | ELEVATION | DOOR | REPLACE | DOUBLE DOOR | OPTIONS: 3’4” | HEIGHT: 7’ | MATERIAL: FIBERGLASS | QUALITY: STANDARD
ELEVATION | ELEVATION | DOOR | REPLACE | DOUBLE DOOR | OPTIONS: 3’4” | HEIGHT: 7’ | MATERIAL: FIBERGLASS | QUALITY: PREMIUM
ELEVATION | ELEVATION | DOOR | REPLACE | DOUBLE DOOR | OPTIONS: 3’4” | HEIGHT: 7’ | MATERIAL: METAL | QUALITY: ECONOMY
ELEVATION | ELEVATION | DOOR | REPLACE | DOUBLE DOOR | OPTIONS: 3’4” | HEIGHT: 7’ | MATERIAL: METAL | QUALITY: STANDARD
ELEVATION | ELEVATION | DOOR | REPLACE | DOUBLE DOOR | OPTIONS: 3’4” | HEIGHT: 7’ | MATERIAL: METAL | QUALITY: PREMIUM
ELEVATION | ELEVATION | DOOR | REPLACE | DOUBLE DOOR | OPTIONS: 3’4” | HEIGHT: 7’ | MATERIAL: IRON | QUALITY: ECONOMY
ELEVATION | ELEVATION | DOOR | REPLACE | DOUBLE DOOR | OPTIONS: 3’4” | HEIGHT: 7’ | MATERIAL: IRON | QUALITY: STANDARD
ELEVATION | ELEVATION | DOOR | REPLACE | DOUBLE DOOR | OPTIONS: 3’4” | HEIGHT: 7’ | MATERIAL: IRON | QUALITY: PREMIUM
ELEVATION | ELEVATION | DOOR | REPLACE | DOUBLE DOOR | OPTIONS: 3’4” | HEIGHT: 8’ | MATERIAL: WOOD | QUALITY: ECONOMY
ELEVATION | ELEVATION | DOOR | REPLACE | DOUBLE DOOR | OPTIONS: 3’4” | HEIGHT: 8’ | MATERIAL: WOOD | QUALITY: STANDARD
ELEVATION | ELEVATION | DOOR | REPLACE | DOUBLE DOOR | OPTIONS: 3’4” | HEIGHT: 8’ | MATERIAL: WOOD | QUALITY: PREMIUM
ELEVATION | ELEVATION | DOOR | REPLACE | DOUBLE DOOR | OPTIONS: 3’4” | HEIGHT: 8’ | MATERIAL: FIBERGLASS | QUALITY: ECONOMY
ELEVATION | ELEVATION | DOOR | REPLACE | DOUBLE DOOR | OPTIONS: 3’4” | HEIGHT: 8’ | MATERIAL: FIBERGLASS | QUALITY: STANDARD
ELEVATION | ELEVATION | DOOR | REPLACE | DOUBLE DOOR | OPTIONS: 3’4” | HEIGHT: 8’ | MATERIAL: FIBERGLASS | QUALITY: PREMIUM
ELEVATION | ELEVATION | DOOR | REPLACE | DOUBLE DOOR | OPTIONS: 3’4” | HEIGHT: 8’ | MATERIAL: METAL | QUALITY: ECONOMY
ELEVATION | ELEVATION | DOOR | REPLACE | DOUBLE DOOR | OPTIONS: 3’4” | HEIGHT: 8’ | MATERIAL: METAL | QUALITY: STANDARD
ELEVATION | ELEVATION | DOOR | REPLACE | DOUBLE DOOR | OPTIONS: 3’4” | HEIGHT: 8’ | MATERIAL: METAL | QUALITY: PREMIUM
ELEVATION | ELEVATION | DOOR | REPLACE | DOUBLE DOOR | OPTIONS: 3’4” | HEIGHT: 8’ | MATERIAL: IRON | QUALITY: ECONOMY
ELEVATION | ELEVATION | DOOR | REPLACE | DOUBLE DOOR | OPTIONS: 3’4” | HEIGHT: 8’ | MATERIAL: IRON | QUALITY: STANDARD
ELEVATION | ELEVATION | DOOR | REPLACE | DOUBLE DOOR | OPTIONS: 3’4” | HEIGHT: 8’ | MATERIAL: IRON | QUALITY: PREMIUM
ELEVATION | ELEVATION | DOOR | REPLACE | DOUBLE DOOR | OPTIONS: 3’6” | HEIGHT: 6’8” | MATERIAL: WOOD | QUALITY: ECONOMY
ELEVATION | ELEVATION | DOOR | REPLACE | DOUBLE DOOR | OPTIONS: 3’6” | HEIGHT: 6’8” | MATERIAL: WOOD | QUALITY: STANDARD
ELEVATION | ELEVATION | DOOR | REPLACE | DOUBLE DOOR | OPTIONS: 3’6” | HEIGHT: 6’8” | MATERIAL: WOOD | QUALITY: PREMIUM
ELEVATION | ELEVATION | DOOR | REPLACE | DOUBLE DOOR | OPTIONS: 3’6” | HEIGHT: 6’8” | MATERIAL: FIBERGLASS | QUALITY: ECONOMY
ELEVATION | ELEVATION | DOOR | REPLACE | DOUBLE DOOR | OPTIONS: 3’6” | HEIGHT: 6’8” | MATERIAL: FIBERGLASS | QUALITY: STANDARD
ELEVATION | ELEVATION | DOOR | REPLACE | DOUBLE DOOR | OPTIONS: 3’6” | HEIGHT: 6’8” | MATERIAL: FIBERGLASS | QUALITY: PREMIUM
ELEVATION | ELEVATION | DOOR | REPLACE | DOUBLE DOOR | OPTIONS: 3’6” | HEIGHT: 6’8” | MATERIAL: METAL | QUALITY: ECONOMY
ELEVATION | ELEVATION | DOOR | REPLACE | DOUBLE DOOR | OPTIONS: 3’6” | HEIGHT: 6’8” | MATERIAL: METAL | QUALITY: STANDARD
ELEVATION | ELEVATION | DOOR | REPLACE | DOUBLE DOOR | OPTIONS: 3’6” | HEIGHT: 6’8” | MATERIAL: METAL | QUALITY: PREMIUM
ELEVATION | ELEVATION | DOOR | REPLACE | DOUBLE DOOR | OPTIONS: 3’6” | HEIGHT: 6’8” | MATERIAL: IRON | QUALITY: ECONOMY
ELEVATION | ELEVATION | DOOR | REPLACE | DOUBLE DOOR | OPTIONS: 3’6” | HEIGHT: 6’8” | MATERIAL: IRON | QUALITY: STANDARD
ELEVATION | ELEVATION | DOOR | REPLACE | DOUBLE DOOR | OPTIONS: 3’6” | HEIGHT: 6’8” | MATERIAL: IRON | QUALITY: PREMIUM
ELEVATION | ELEVATION | DOOR | REPLACE | DOUBLE DOOR | OPTIONS: 3’6” | HEIGHT: 7’ | MATERIAL: WOOD | QUALITY: ECONOMY
ELEVATION | ELEVATION | DOOR | REPLACE | DOUBLE DOOR | OPTIONS: 3’6” | HEIGHT: 7’ | MATERIAL: WOOD | QUALITY: STANDARD
ELEVATION | ELEVATION | DOOR | REPLACE | DOUBLE DOOR | OPTIONS: 3’6” | HEIGHT: 7’ | MATERIAL: WOOD | QUALITY: PREMIUM
ELEVATION | ELEVATION | DOOR | REPLACE | DOUBLE DOOR | OPTIONS: 3’6” | HEIGHT: 7’ | MATERIAL: FIBERGLASS | QUALITY: ECONOMY
ELEVATION | ELEVATION | DOOR | REPLACE | DOUBLE DOOR | OPTIONS: 3’6” | HEIGHT: 7’ | MATERIAL: FIBERGLASS | QUALITY: STANDARD
ELEVATION | ELEVATION | DOOR | REPLACE | DOUBLE DOOR | OPTIONS: 3’6” | HEIGHT: 7’ | MATERIAL: FIBERGLASS | QUALITY: PREMIUM
ELEVATION | ELEVATION | DOOR | REPLACE | DOUBLE DOOR | OPTIONS: 3’6” | HEIGHT: 7’ | MATERIAL: METAL | QUALITY: ECONOMY
ELEVATION | ELEVATION | DOOR | REPLACE | DOUBLE DOOR | OPTIONS: 3’6” | HEIGHT: 7’ | MATERIAL: METAL | QUALITY: STANDARD
ELEVATION | ELEVATION | DOOR | REPLACE | DOUBLE DOOR | OPTIONS: 3’6” | HEIGHT: 7’ | MATERIAL: METAL | QUALITY: PREMIUM
ELEVATION | ELEVATION | DOOR | REPLACE | DOUBLE DOOR | OPTIONS: 3’6” | HEIGHT: 7’ | MATERIAL: IRON | QUALITY: ECONOMY
ELEVATION | ELEVATION | DOOR | REPLACE | DOUBLE DOOR | OPTIONS: 3’6” | HEIGHT: 7’ | MATERIAL: IRON | QUALITY: STANDARD
ELEVATION | ELEVATION | DOOR | REPLACE | DOUBLE DOOR | OPTIONS: 3’6” | HEIGHT: 7’ | MATERIAL: IRON | QUALITY: PREMIUM
ELEVATION | ELEVATION | DOOR | REPLACE | DOUBLE DOOR | OPTIONS: 3’6” | HEIGHT: 8’ | MATERIAL: WOOD | QUALITY: ECONOMY
ELEVATION | ELEVATION | DOOR | REPLACE | DOUBLE DOOR | OPTIONS: 3’6” | HEIGHT: 8’ | MATERIAL: WOOD | QUALITY: STANDARD
ELEVATION | ELEVATION | DOOR | REPLACE | DOUBLE DOOR | OPTIONS: 3’6” | HEIGHT: 8’ | MATERIAL: WOOD | QUALITY: PREMIUM
ELEVATION | ELEVATION | DOOR | REPLACE | DOUBLE DOOR | OPTIONS: 3’6” | HEIGHT: 8’ | MATERIAL: FIBERGLASS | QUALITY: ECONOMY
ELEVATION | ELEVATION | DOOR | REPLACE | DOUBLE DOOR | OPTIONS: 3’6” | HEIGHT: 8’ | MATERIAL: FIBERGLASS | QUALITY: STANDARD
ELEVATION | ELEVATION | DOOR | REPLACE | DOUBLE DOOR | OPTIONS: 3’6” | HEIGHT: 8’ | MATERIAL: FIBERGLASS | QUALITY: PREMIUM
ELEVATION | ELEVATION | DOOR | REPLACE | DOUBLE DOOR | OPTIONS: 3’6” | HEIGHT: 8’ | MATERIAL: METAL | QUALITY: ECONOMY
ELEVATION | ELEVATION | DOOR | REPLACE | DOUBLE DOOR | OPTIONS: 3’6” | HEIGHT: 8’ | MATERIAL: METAL | QUALITY: STANDARD
ELEVATION | ELEVATION | DOOR | REPLACE | DOUBLE DOOR | OPTIONS: 3’6” | HEIGHT: 8’ | MATERIAL: METAL | QUALITY: PREMIUM
ELEVATION | ELEVATION | DOOR | REPLACE | DOUBLE DOOR | OPTIONS: 3’6” | HEIGHT: 8’ | MATERIAL: IRON | QUALITY: ECONOMY
ELEVATION | ELEVATION | DOOR | REPLACE | DOUBLE DOOR | OPTIONS: 3’6” | HEIGHT: 8’ | MATERIAL: IRON | QUALITY: STANDARD
ELEVATION | ELEVATION | DOOR | REPLACE | DOUBLE DOOR | OPTIONS: 3’6” | HEIGHT: 8’ | MATERIAL: IRON | QUALITY: PREMIUM
ELEVATION | ELEVATION | DOOR | REPLACE | SLIDING GLASS DOOR | OPTIONS: 2’ | HEIGHT: 6’8” | MATERIAL: WOOD | QUALITY: ECONOMY
ELEVATION | ELEVATION | DOOR | REPLACE | SLIDING GLASS DOOR | OPTIONS: 2’ | HEIGHT: 6’8” | MATERIAL: WOOD | QUALITY: STANDARD
ELEVATION | ELEVATION | DOOR | REPLACE | SLIDING GLASS DOOR | OPTIONS: 2’ | HEIGHT: 6’8” | MATERIAL: WOOD | QUALITY: PREMIUM
ELEVATION | ELEVATION | DOOR | REPLACE | SLIDING GLASS DOOR | OPTIONS: 2’ | HEIGHT: 6’8” | MATERIAL: FIBERGLASS | QUALITY: ECONOMY
ELEVATION | ELEVATION | DOOR | REPLACE | SLIDING GLASS DOOR | OPTIONS: 2’ | HEIGHT: 6’8” | MATERIAL: FIBERGLASS | QUALITY: STANDARD
ELEVATION | ELEVATION | DOOR | REPLACE | SLIDING GLASS DOOR | OPTIONS: 2’ | HEIGHT: 6’8” | MATERIAL: FIBERGLASS | QUALITY: PREMIUM
ELEVATION | ELEVATION | DOOR | REPLACE | SLIDING GLASS DOOR | OPTIONS: 2’ | HEIGHT: 6’8” | MATERIAL: METAL | QUALITY: ECONOMY
ELEVATION | ELEVATION | DOOR | REPLACE | SLIDING GLASS DOOR | OPTIONS: 2’ | HEIGHT: 6’8” | MATERIAL: METAL | QUALITY: STANDARD
ELEVATION | ELEVATION | DOOR | REPLACE | SLIDING GLASS DOOR | OPTIONS: 2’ | HEIGHT: 6’8” | MATERIAL: METAL | QUALITY: PREMIUM
ELEVATION | ELEVATION | DOOR | REPLACE | SLIDING GLASS DOOR | OPTIONS: 2’ | HEIGHT: 6’8” | MATERIAL: IRON | QUALITY: ECONOMY
ELEVATION | ELEVATION | DOOR | REPLACE | SLIDING GLASS DOOR | OPTIONS: 2’ | HEIGHT: 6’8” | MATERIAL: IRON | QUALITY: STANDARD
ELEVATION | ELEVATION | DOOR | REPLACE | SLIDING GLASS DOOR | OPTIONS: 2’ | HEIGHT: 6’8” | MATERIAL: IRON | QUALITY: PREMIUM
ELEVATION | ELEVATION | DOOR | REPLACE | SLIDING GLASS DOOR | OPTIONS: 2’ | HEIGHT: 7’ | MATERIAL: WOOD | QUALITY: ECONOMY
ELEVATION | ELEVATION | DOOR | REPLACE | SLIDING GLASS DOOR | OPTIONS: 2’ | HEIGHT: 7’ | MATERIAL: WOOD | QUALITY: STANDARD
ELEVATION | ELEVATION | DOOR | REPLACE | SLIDING GLASS DOOR | OPTIONS: 2’ | HEIGHT: 7’ | MATERIAL: WOOD | QUALITY: PREMIUM
ELEVATION | ELEVATION | DOOR | REPLACE | SLIDING GLASS DOOR | OPTIONS: 2’ | HEIGHT: 7’ | MATERIAL: FIBERGLASS | QUALITY: ECONOMY
ELEVATION | ELEVATION | DOOR | REPLACE | SLIDING GLASS DOOR | OPTIONS: 2’ | HEIGHT: 7’ | MATERIAL: FIBERGLASS | QUALITY: STANDARD
ELEVATION | ELEVATION | DOOR | REPLACE | SLIDING GLASS DOOR | OPTIONS: 2’ | HEIGHT: 7’ | MATERIAL: FIBERGLASS | QUALITY: PREMIUM
ELEVATION | ELEVATION | DOOR | REPLACE | SLIDING GLASS DOOR | OPTIONS: 2’ | HEIGHT: 7’ | MATERIAL: METAL | QUALITY: ECONOMY
ELEVATION | ELEVATION | DOOR | REPLACE | SLIDING GLASS DOOR | OPTIONS: 2’ | HEIGHT: 7’ | MATERIAL: METAL | QUALITY: STANDARD
ELEVATION | ELEVATION | DOOR | REPLACE | SLIDING GLASS DOOR | OPTIONS: 2’ | HEIGHT: 7’ | MATERIAL: METAL | QUALITY: PREMIUM
ELEVATION | ELEVATION | DOOR | REPLACE | SLIDING GLASS DOOR | OPTIONS: 2’ | HEIGHT: 7’ | MATERIAL: IRON | QUALITY: ECONOMY
ELEVATION | ELEVATION | DOOR | REPLACE | SLIDING GLASS DOOR | OPTIONS: 2’ | HEIGHT: 7’ | MATERIAL: IRON | QUALITY: STANDARD
ELEVATION | ELEVATION | DOOR | REPLACE | SLIDING GLASS DOOR | OPTIONS: 2’ | HEIGHT: 7’ | MATERIAL: IRON | QUALITY: PREMIUM
ELEVATION | ELEVATION | DOOR | REPLACE | SLIDING GLASS DOOR | OPTIONS: 2’ | HEIGHT: 8’ | MATERIAL: WOOD | QUALITY: ECONOMY
ELEVATION | ELEVATION | DOOR | REPLACE | SLIDING GLASS DOOR | OPTIONS: 2’ | HEIGHT: 8’ | MATERIAL: WOOD | QUALITY: STANDARD
ELEVATION | ELEVATION | DOOR | REPLACE | SLIDING GLASS DOOR | OPTIONS: 2’ | HEIGHT: 8’ | MATERIAL: WOOD | QUALITY: PREMIUM
ELEVATION | ELEVATION | DOOR | REPLACE | SLIDING GLASS DOOR | OPTIONS: 2’ | HEIGHT: 8’ | MATERIAL: FIBERGLASS | QUALITY: ECONOMY
ELEVATION | ELEVATION | DOOR | REPLACE | SLIDING GLASS DOOR | OPTIONS: 2’ | HEIGHT: 8’ | MATERIAL: FIBERGLASS | QUALITY: STANDARD
ELEVATION | ELEVATION | DOOR | REPLACE | SLIDING GLASS DOOR | OPTIONS: 2’ | HEIGHT: 8’ | MATERIAL: FIBERGLASS | QUALITY: PREMIUM
ELEVATION | ELEVATION | DOOR | REPLACE | SLIDING GLASS DOOR | OPTIONS: 2’ | HEIGHT: 8’ | MATERIAL: METAL | QUALITY: ECONOMY
ELEVATION | ELEVATION | DOOR | REPLACE | SLIDING GLASS DOOR | OPTIONS: 2’ | HEIGHT: 8’ | MATERIAL: METAL | QUALITY: STANDARD
ELEVATION | ELEVATION | DOOR | REPLACE | SLIDING GLASS DOOR | OPTIONS: 2’ | HEIGHT: 8’ | MATERIAL: METAL | QUALITY: PREMIUM
ELEVATION | ELEVATION | DOOR | REPLACE | SLIDING GLASS DOOR | OPTIONS: 2’ | HEIGHT: 8’ | MATERIAL: IRON | QUALITY: ECONOMY
ELEVATION | ELEVATION | DOOR | REPLACE | SLIDING GLASS DOOR | OPTIONS: 2’ | HEIGHT: 8’ | MATERIAL: IRON | QUALITY: STANDARD
ELEVATION | ELEVATION | DOOR | REPLACE | SLIDING GLASS DOOR | OPTIONS: 2’ | HEIGHT: 8’ | MATERIAL: IRON | QUALITY: PREMIUM
ELEVATION | ELEVATION | DOOR | REPLACE | SLIDING GLASS DOOR | OPTIONS: 2’2” | HEIGHT: 6’8” | MATERIAL: WOOD | QUALITY: ECONOMY
ELEVATION | ELEVATION | DOOR | REPLACE | SLIDING GLASS DOOR | OPTIONS: 2’2” | HEIGHT: 6’8” | MATERIAL: WOOD | QUALITY: STANDARD
ELEVATION | ELEVATION | DOOR | REPLACE | SLIDING GLASS DOOR | OPTIONS: 2’2” | HEIGHT: 6’8” | MATERIAL: WOOD | QUALITY: PREMIUM
ELEVATION | ELEVATION | DOOR | REPLACE | SLIDING GLASS DOOR | OPTIONS: 2’2” | HEIGHT: 6’8” | MATERIAL: FIBERGLASS | QUALITY: ECONOMY
ELEVATION | ELEVATION | DOOR | REPLACE | SLIDING GLASS DOOR | OPTIONS: 2’2” | HEIGHT: 6’8” | MATERIAL: FIBERGLASS | QUALITY: STANDARD
ELEVATION | ELEVATION | DOOR | REPLACE | SLIDING GLASS DOOR | OPTIONS: 2’2” | HEIGHT: 6’8” | MATERIAL: FIBERGLASS | QUALITY: PREMIUM
ELEVATION | ELEVATION | DOOR | REPLACE | SLIDING GLASS DOOR | OPTIONS: 2’2” | HEIGHT: 6’8” | MATERIAL: METAL | QUALITY: ECONOMY
ELEVATION | ELEVATION | DOOR | REPLACE | SLIDING GLASS DOOR | OPTIONS: 2’2” | HEIGHT: 6’8” | MATERIAL: METAL | QUALITY: STANDARD
ELEVATION | ELEVATION | DOOR | REPLACE | SLIDING GLASS DOOR | OPTIONS: 2’2” | HEIGHT: 6’8” | MATERIAL: METAL | QUALITY: PREMIUM
ELEVATION | ELEVATION | DOOR | REPLACE | SLIDING GLASS DOOR | OPTIONS: 2’2” | HEIGHT: 6’8” | MATERIAL: IRON | QUALITY: ECONOMY
ELEVATION | ELEVATION | DOOR | REPLACE | SLIDING GLASS DOOR | OPTIONS: 2’2” | HEIGHT: 6’8” | MATERIAL: IRON | QUALITY: STANDARD
ELEVATION | ELEVATION | DOOR | REPLACE | SLIDING GLASS DOOR | OPTIONS: 2’2” | HEIGHT: 6’8” | MATERIAL: IRON | QUALITY: PREMIUM
ELEVATION | ELEVATION | DOOR | REPLACE | SLIDING GLASS DOOR | OPTIONS: 2’2” | HEIGHT: 7’ | MATERIAL: WOOD | QUALITY: ECONOMY
ELEVATION | ELEVATION | DOOR | REPLACE | SLIDING GLASS DOOR | OPTIONS: 2’2” | HEIGHT: 7’ | MATERIAL: WOOD | QUALITY: STANDARD
ELEVATION | ELEVATION | DOOR | REPLACE | SLIDING GLASS DOOR | OPTIONS: 2’2” | HEIGHT: 7’ | MATERIAL: WOOD | QUALITY: PREMIUM
ELEVATION | ELEVATION | DOOR | REPLACE | SLIDING GLASS DOOR | OPTIONS: 2’2” | HEIGHT: 7’ | MATERIAL: FIBERGLASS | QUALITY: ECONOMY
ELEVATION | ELEVATION | DOOR | REPLACE | SLIDING GLASS DOOR | OPTIONS: 2’2” | HEIGHT: 7’ | MATERIAL: FIBERGLASS | QUALITY: STANDARD
ELEVATION | ELEVATION | DOOR | REPLACE | SLIDING GLASS DOOR | OPTIONS: 2’2” | HEIGHT: 7’ | MATERIAL: FIBERGLASS | QUALITY: PREMIUM
ELEVATION | ELEVATION | DOOR | REPLACE | SLIDING GLASS DOOR | OPTIONS: 2’2” | HEIGHT: 7’ | MATERIAL: METAL | QUALITY: ECONOMY
ELEVATION | ELEVATION | DOOR | REPLACE | SLIDING GLASS DOOR | OPTIONS: 2’2” | HEIGHT: 7’ | MATERIAL: METAL | QUALITY: STANDARD
ELEVATION | ELEVATION | DOOR | REPLACE | SLIDING GLASS DOOR | OPTIONS: 2’2” | HEIGHT: 7’ | MATERIAL: METAL | QUALITY: PREMIUM
ELEVATION | ELEVATION | DOOR | REPLACE | SLIDING GLASS DOOR | OPTIONS: 2’2” | HEIGHT: 7’ | MATERIAL: IRON | QUALITY: ECONOMY
ELEVATION | ELEVATION | DOOR | REPLACE | SLIDING GLASS DOOR | OPTIONS: 2’2” | HEIGHT: 7’ | MATERIAL: IRON | QUALITY: STANDARD
ELEVATION | ELEVATION | DOOR | REPLACE | SLIDING GLASS DOOR | OPTIONS: 2’2” | HEIGHT: 7’ | MATERIAL: IRON | QUALITY: PREMIUM
ELEVATION | ELEVATION | DOOR | REPLACE | SLIDING GLASS DOOR | OPTIONS: 2’2” | HEIGHT: 8’ | MATERIAL: WOOD | QUALITY: ECONOMY
ELEVATION | ELEVATION | DOOR | REPLACE | SLIDING GLASS DOOR | OPTIONS: 2’2” | HEIGHT: 8’ | MATERIAL: WOOD | QUALITY: STANDARD
ELEVATION | ELEVATION | DOOR | REPLACE | SLIDING GLASS DOOR | OPTIONS: 2’2” | HEIGHT: 8’ | MATERIAL: WOOD | QUALITY: PREMIUM
ELEVATION | ELEVATION | DOOR | REPLACE | SLIDING GLASS DOOR | OPTIONS: 2’2” | HEIGHT: 8’ | MATERIAL: FIBERGLASS | QUALITY: ECONOMY
ELEVATION | ELEVATION | DOOR | REPLACE | SLIDING GLASS DOOR | OPTIONS: 2’2” | HEIGHT: 8’ | MATERIAL: FIBERGLASS | QUALITY: STANDARD
ELEVATION | ELEVATION | DOOR | REPLACE | SLIDING GLASS DOOR | OPTIONS: 2’2” | HEIGHT: 8’ | MATERIAL: FIBERGLASS | QUALITY: PREMIUM
ELEVATION | ELEVATION | DOOR | REPLACE | SLIDING GLASS DOOR | OPTIONS: 2’2” | HEIGHT: 8’ | MATERIAL: METAL | QUALITY: ECONOMY
ELEVATION | ELEVATION | DOOR | REPLACE | SLIDING GLASS DOOR | OPTIONS: 2’2” | HEIGHT: 8’ | MATERIAL: METAL | QUALITY: STANDARD
ELEVATION | ELEVATION | DOOR | REPLACE | SLIDING GLASS DOOR | OPTIONS: 2’2” | HEIGHT: 8’ | MATERIAL: METAL | QUALITY: PREMIUM
ELEVATION | ELEVATION | DOOR | REPLACE | SLIDING GLASS DOOR | OPTIONS: 2’2” | HEIGHT: 8’ | MATERIAL: IRON | QUALITY: ECONOMY
ELEVATION | ELEVATION | DOOR | REPLACE | SLIDING GLASS DOOR | OPTIONS: 2’2” | HEIGHT: 8’ | MATERIAL: IRON | QUALITY: STANDARD
ELEVATION | ELEVATION | DOOR | REPLACE | SLIDING GLASS DOOR | OPTIONS: 2’2” | HEIGHT: 8’ | MATERIAL: IRON | QUALITY: PREMIUM
ELEVATION | ELEVATION | DOOR | REPLACE | SLIDING GLASS DOOR | OPTIONS: 2’4” | HEIGHT: 6’8” | MATERIAL: WOOD | QUALITY: ECONOMY
ELEVATION | ELEVATION | DOOR | REPLACE | SLIDING GLASS DOOR | OPTIONS: 2’4” | HEIGHT: 6’8” | MATERIAL: WOOD | QUALITY: STANDARD
ELEVATION | ELEVATION | DOOR | REPLACE | SLIDING GLASS DOOR | OPTIONS: 2’4” | HEIGHT: 6’8” | MATERIAL: WOOD | QUALITY: PREMIUM
ELEVATION | ELEVATION | DOOR | REPLACE | SLIDING GLASS DOOR | OPTIONS: 2’4” | HEIGHT: 6’8” | MATERIAL: FIBERGLASS | QUALITY: ECONOMY
ELEVATION | ELEVATION | DOOR | REPLACE | SLIDING GLASS DOOR | OPTIONS: 2’4” | HEIGHT: 6’8” | MATERIAL: FIBERGLASS | QUALITY: STANDARD
ELEVATION | ELEVATION | DOOR | REPLACE | SLIDING GLASS DOOR | OPTIONS: 2’4” | HEIGHT: 6’8” | MATERIAL: FIBERGLASS | QUALITY: PREMIUM
ELEVATION | ELEVATION | DOOR | REPLACE | SLIDING GLASS DOOR | OPTIONS: 2’4” | HEIGHT: 6’8” | MATERIAL: METAL | QUALITY: ECONOMY
ELEVATION | ELEVATION | DOOR | REPLACE | SLIDING GLASS DOOR | OPTIONS: 2’4” | HEIGHT: 6’8” | MATERIAL: METAL | QUALITY: STANDARD
ELEVATION | ELEVATION | DOOR | REPLACE | SLIDING GLASS DOOR | OPTIONS: 2’4” | HEIGHT: 6’8” | MATERIAL: METAL | QUALITY: PREMIUM
ELEVATION | ELEVATION | DOOR | REPLACE | SLIDING GLASS DOOR | OPTIONS: 2’4” | HEIGHT: 6’8” | MATERIAL: IRON | QUALITY: ECONOMY
ELEVATION | ELEVATION | DOOR | REPLACE | SLIDING GLASS DOOR | OPTIONS: 2’4” | HEIGHT: 6’8” | MATERIAL: IRON | QUALITY: STANDARD
ELEVATION | ELEVATION | DOOR | REPLACE | SLIDING GLASS DOOR | OPTIONS: 2’4” | HEIGHT: 6’8” | MATERIAL: IRON | QUALITY: PREMIUM
ELEVATION | ELEVATION | DOOR | REPLACE | SLIDING GLASS DOOR | OPTIONS: 2’4” | HEIGHT: 7’ | MATERIAL: WOOD | QUALITY: ECONOMY
ELEVATION | ELEVATION | DOOR | REPLACE | SLIDING GLASS DOOR | OPTIONS: 2’4” | HEIGHT: 7’ | MATERIAL: WOOD | QUALITY: STANDARD
ELEVATION | ELEVATION | DOOR | REPLACE | SLIDING GLASS DOOR | OPTIONS: 2’4” | HEIGHT: 7’ | MATERIAL: WOOD | QUALITY: PREMIUM
ELEVATION | ELEVATION | DOOR | REPLACE | SLIDING GLASS DOOR | OPTIONS: 2’4” | HEIGHT: 7’ | MATERIAL: FIBERGLASS | QUALITY: ECONOMY
ELEVATION | ELEVATION | DOOR | REPLACE | SLIDING GLASS DOOR | OPTIONS: 2’4” | HEIGHT: 7’ | MATERIAL: FIBERGLASS | QUALITY: STANDARD
ELEVATION | ELEVATION | DOOR | REPLACE | SLIDING GLASS DOOR | OPTIONS: 2’4” | HEIGHT: 7’ | MATERIAL: FIBERGLASS | QUALITY: PREMIUM
ELEVATION | ELEVATION | DOOR | REPLACE | SLIDING GLASS DOOR | OPTIONS: 2’4” | HEIGHT: 7’ | MATERIAL: METAL | QUALITY: ECONOMY
ELEVATION | ELEVATION | DOOR | REPLACE | SLIDING GLASS DOOR | OPTIONS: 2’4” | HEIGHT: 7’ | MATERIAL: METAL | QUALITY: STANDARD
ELEVATION | ELEVATION | DOOR | REPLACE | SLIDING GLASS DOOR | OPTIONS: 2’4” | HEIGHT: 7’ | MATERIAL: METAL | QUALITY: PREMIUM
ELEVATION | ELEVATION | DOOR | REPLACE | SLIDING GLASS DOOR | OPTIONS: 2’4” | HEIGHT: 7’ | MATERIAL: IRON | QUALITY: ECONOMY
ELEVATION | ELEVATION | DOOR | REPLACE | SLIDING GLASS DOOR | OPTIONS: 2’4” | HEIGHT: 7’ | MATERIAL: IRON | QUALITY: STANDARD
ELEVATION | ELEVATION | DOOR | REPLACE | SLIDING GLASS DOOR | OPTIONS: 2’4” | HEIGHT: 7’ | MATERIAL: IRON | QUALITY: PREMIUM
ELEVATION | ELEVATION | DOOR | REPLACE | SLIDING GLASS DOOR | OPTIONS: 2’4” | HEIGHT: 8’ | MATERIAL: WOOD | QUALITY: ECONOMY
ELEVATION | ELEVATION | DOOR | REPLACE | SLIDING GLASS DOOR | OPTIONS: 2’4” | HEIGHT: 8’ | MATERIAL: WOOD | QUALITY: STANDARD
ELEVATION | ELEVATION | DOOR | REPLACE | SLIDING GLASS DOOR | OPTIONS: 2’4” | HEIGHT: 8’ | MATERIAL: WOOD | QUALITY: PREMIUM
ELEVATION | ELEVATION | DOOR | REPLACE | SLIDING GLASS DOOR | OPTIONS: 2’4” | HEIGHT: 8’ | MATERIAL: FIBERGLASS | QUALITY: ECONOMY
ELEVATION | ELEVATION | DOOR | REPLACE | SLIDING GLASS DOOR | OPTIONS: 2’4” | HEIGHT: 8’ | MATERIAL: FIBERGLASS | QUALITY: STANDARD
ELEVATION | ELEVATION | DOOR | REPLACE | SLIDING GLASS DOOR | OPTIONS: 2’4” | HEIGHT: 8’ | MATERIAL: FIBERGLASS | QUALITY: PREMIUM
ELEVATION | ELEVATION | DOOR | REPLACE | SLIDING GLASS DOOR | OPTIONS: 2’4” | HEIGHT: 8’ | MATERIAL: METAL | QUALITY: ECONOMY
ELEVATION | ELEVATION | DOOR | REPLACE | SLIDING GLASS DOOR | OPTIONS: 2’4” | HEIGHT: 8’ | MATERIAL: METAL | QUALITY: STANDARD
ELEVATION | ELEVATION | DOOR | REPLACE | SLIDING GLASS DOOR | OPTIONS: 2’4” | HEIGHT: 8’ | MATERIAL: METAL | QUALITY: PREMIUM
ELEVATION | ELEVATION | DOOR | REPLACE | SLIDING GLASS DOOR | OPTIONS: 2’4” | HEIGHT: 8’ | MATERIAL: IRON | QUALITY: ECONOMY
ELEVATION | ELEVATION | DOOR | REPLACE | SLIDING GLASS DOOR | OPTIONS: 2’4” | HEIGHT: 8’ | MATERIAL: IRON | QUALITY: STANDARD
ELEVATION | ELEVATION | DOOR | REPLACE | SLIDING GLASS DOOR | OPTIONS: 2’4” | HEIGHT: 8’ | MATERIAL: IRON | QUALITY: PREMIUM
ELEVATION | ELEVATION | DOOR | REPLACE | SLIDING GLASS DOOR | OPTIONS: 2’6” | HEIGHT: 6’8” | MATERIAL: WOOD | QUALITY: ECONOMY
ELEVATION | ELEVATION | DOOR | REPLACE | SLIDING GLASS DOOR | OPTIONS: 2’6” | HEIGHT: 6’8” | MATERIAL: WOOD | QUALITY: STANDARD
ELEVATION | ELEVATION | DOOR | REPLACE | SLIDING GLASS DOOR | OPTIONS: 2’6” | HEIGHT: 6’8” | MATERIAL: WOOD | QUALITY: PREMIUM
ELEVATION | ELEVATION | DOOR | REPLACE | SLIDING GLASS DOOR | OPTIONS: 2’6” | HEIGHT: 6’8” | MATERIAL: FIBERGLASS | QUALITY: ECONOMY
ELEVATION | ELEVATION | DOOR | REPLACE | SLIDING GLASS DOOR | OPTIONS: 2’6” | HEIGHT: 6’8” | MATERIAL: FIBERGLASS | QUALITY: STANDARD
ELEVATION | ELEVATION | DOOR | REPLACE | SLIDING GLASS DOOR | OPTIONS: 2’6” | HEIGHT: 6’8” | MATERIAL: FIBERGLASS | QUALITY: PREMIUM
ELEVATION | ELEVATION | DOOR | REPLACE | SLIDING GLASS DOOR | OPTIONS: 2’6” | HEIGHT: 6’8” | MATERIAL: METAL | QUALITY: ECONOMY
ELEVATION | ELEVATION | DOOR | REPLACE | SLIDING GLASS DOOR | OPTIONS: 2’6” | HEIGHT: 6’8” | MATERIAL: METAL | QUALITY: STANDARD
ELEVATION | ELEVATION | DOOR | REPLACE | SLIDING GLASS DOOR | OPTIONS: 2’6” | HEIGHT: 6’8” | MATERIAL: METAL | QUALITY: PREMIUM
ELEVATION | ELEVATION | DOOR | REPLACE | SLIDING GLASS DOOR | OPTIONS: 2’6” | HEIGHT: 6’8” | MATERIAL: IRON | QUALITY: ECONOMY
ELEVATION | ELEVATION | DOOR | REPLACE | SLIDING GLASS DOOR | OPTIONS: 2’6” | HEIGHT: 6’8” | MATERIAL: IRON | QUALITY: STANDARD
ELEVATION | ELEVATION | DOOR | REPLACE | SLIDING GLASS DOOR | OPTIONS: 2’6” | HEIGHT: 6’8” | MATERIAL: IRON | QUALITY: PREMIUM
ELEVATION | ELEVATION | DOOR | REPLACE | SLIDING GLASS DOOR | OPTIONS: 2’6” | HEIGHT: 7’ | MATERIAL: WOOD | QUALITY: ECONOMY
ELEVATION | ELEVATION | DOOR | REPLACE | SLIDING GLASS DOOR | OPTIONS: 2’6” | HEIGHT: 7’ | MATERIAL: WOOD | QUALITY: STANDARD
ELEVATION | ELEVATION | DOOR | REPLACE | SLIDING GLASS DOOR | OPTIONS: 2’6” | HEIGHT: 7’ | MATERIAL: WOOD | QUALITY: PREMIUM
ELEVATION | ELEVATION | DOOR | REPLACE | SLIDING GLASS DOOR | OPTIONS: 2’6” | HEIGHT: 7’ | MATERIAL: FIBERGLASS | QUALITY: ECONOMY
ELEVATION | ELEVATION | DOOR | REPLACE | SLIDING GLASS DOOR | OPTIONS: 2’6” | HEIGHT: 7’ | MATERIAL: FIBERGLASS | QUALITY: STANDARD
ELEVATION | ELEVATION | DOOR | REPLACE | SLIDING GLASS DOOR | OPTIONS: 2’6” | HEIGHT: 7’ | MATERIAL: FIBERGLASS | QUALITY: PREMIUM
ELEVATION | ELEVATION | DOOR | REPLACE | SLIDING GLASS DOOR | OPTIONS: 2’6” | HEIGHT: 7’ | MATERIAL: METAL | QUALITY: ECONOMY
ELEVATION | ELEVATION | DOOR | REPLACE | SLIDING GLASS DOOR | OPTIONS: 2’6” | HEIGHT: 7’ | MATERIAL: METAL | QUALITY: STANDARD
ELEVATION | ELEVATION | DOOR | REPLACE | SLIDING GLASS DOOR | OPTIONS: 2’6” | HEIGHT: 7’ | MATERIAL: METAL | QUALITY: PREMIUM
ELEVATION | ELEVATION | DOOR | REPLACE | SLIDING GLASS DOOR | OPTIONS: 2’6” | HEIGHT: 7’ | MATERIAL: IRON | QUALITY: ECONOMY
ELEVATION | ELEVATION | DOOR | REPLACE | SLIDING GLASS DOOR | OPTIONS: 2’6” | HEIGHT: 7’ | MATERIAL: IRON | QUALITY: STANDARD
ELEVATION | ELEVATION | DOOR | REPLACE | SLIDING GLASS DOOR | OPTIONS: 2’6” | HEIGHT: 7’ | MATERIAL: IRON | QUALITY: PREMIUM
ELEVATION | ELEVATION | DOOR | REPLACE | SLIDING GLASS DOOR | OPTIONS: 2’6” | HEIGHT: 8’ | MATERIAL: WOOD | QUALITY: ECONOMY
ELEVATION | ELEVATION | DOOR | REPLACE | SLIDING GLASS DOOR | OPTIONS: 2’6” | HEIGHT: 8’ | MATERIAL: WOOD | QUALITY: STANDARD
ELEVATION | ELEVATION | DOOR | REPLACE | SLIDING GLASS DOOR | OPTIONS: 2’6” | HEIGHT: 8’ | MATERIAL: WOOD | QUALITY: PREMIUM
ELEVATION | ELEVATION | DOOR | REPLACE | SLIDING GLASS DOOR | OPTIONS: 2’6” | HEIGHT: 8’ | MATERIAL: FIBERGLASS | QUALITY: ECONOMY
ELEVATION | ELEVATION | DOOR | REPLACE | SLIDING GLASS DOOR | OPTIONS: 2’6” | HEIGHT: 8’ | MATERIAL: FIBERGLASS | QUALITY: STANDARD
ELEVATION | ELEVATION | DOOR | REPLACE | SLIDING GLASS DOOR | OPTIONS: 2’6” | HEIGHT: 8’ | MATERIAL: FIBERGLASS | QUALITY: PREMIUM
ELEVATION | ELEVATION | DOOR | REPLACE | SLIDING GLASS DOOR | OPTIONS: 2’6” | HEIGHT: 8’ | MATERIAL: METAL | QUALITY: ECONOMY
ELEVATION | ELEVATION | DOOR | REPLACE | SLIDING GLASS DOOR | OPTIONS: 2’6” | HEIGHT: 8’ | MATERIAL: METAL | QUALITY: STANDARD
ELEVATION | ELEVATION | DOOR | REPLACE | SLIDING GLASS DOOR | OPTIONS: 2’6” | HEIGHT: 8’ | MATERIAL: METAL | QUALITY: PREMIUM
ELEVATION | ELEVATION | DOOR | REPLACE | SLIDING GLASS DOOR | OPTIONS: 2’6” | HEIGHT: 8’ | MATERIAL: IRON | QUALITY: ECONOMY
ELEVATION | ELEVATION | DOOR | REPLACE | SLIDING GLASS DOOR | OPTIONS: 2’6” | HEIGHT: 8’ | MATERIAL: IRON | QUALITY: STANDARD
ELEVATION | ELEVATION | DOOR | REPLACE | SLIDING GLASS DOOR | OPTIONS: 2’6” | HEIGHT: 8’ | MATERIAL: IRON | QUALITY: PREMIUM
ELEVATION | ELEVATION | DOOR | REPLACE | SLIDING GLASS DOOR | OPTIONS: 2’8” | HEIGHT: 6’8” | MATERIAL: WOOD | QUALITY: ECONOMY
ELEVATION | ELEVATION | DOOR | REPLACE | SLIDING GLASS DOOR | OPTIONS: 2’8” | HEIGHT: 6’8” | MATERIAL: WOOD | QUALITY: STANDARD
ELEVATION | ELEVATION | DOOR | REPLACE | SLIDING GLASS DOOR | OPTIONS: 2’8” | HEIGHT: 6’8” | MATERIAL: WOOD | QUALITY: PREMIUM
ELEVATION | ELEVATION | DOOR | REPLACE | SLIDING GLASS DOOR | OPTIONS: 2’8” | HEIGHT: 6’8” | MATERIAL: FIBERGLASS | QUALITY: ECONOMY
ELEVATION | ELEVATION | DOOR | REPLACE | SLIDING GLASS DOOR | OPTIONS: 2’8” | HEIGHT: 6’8” | MATERIAL: FIBERGLASS | QUALITY: STANDARD
ELEVATION | ELEVATION | DOOR | REPLACE | SLIDING GLASS DOOR | OPTIONS: 2’8” | HEIGHT: 6’8” | MATERIAL: FIBERGLASS | QUALITY: PREMIUM
ELEVATION | ELEVATION | DOOR | REPLACE | SLIDING GLASS DOOR | OPTIONS: 2’8” | HEIGHT: 6’8” | MATERIAL: METAL | QUALITY: ECONOMY
ELEVATION | ELEVATION | DOOR | REPLACE | SLIDING GLASS DOOR | OPTIONS: 2’8” | HEIGHT: 6’8” | MATERIAL: METAL | QUALITY: STANDARD
ELEVATION | ELEVATION | DOOR | REPLACE | SLIDING GLASS DOOR | OPTIONS: 2’8” | HEIGHT: 6’8” | MATERIAL: METAL | QUALITY: PREMIUM
ELEVATION | ELEVATION | DOOR | REPLACE | SLIDING GLASS DOOR | OPTIONS: 2’8” | HEIGHT: 6’8” | MATERIAL: IRON | QUALITY: ECONOMY
ELEVATION | ELEVATION | DOOR | REPLACE | SLIDING GLASS DOOR | OPTIONS: 2’8” | HEIGHT: 6’8” | MATERIAL: IRON | QUALITY: STANDARD
ELEVATION | ELEVATION | DOOR | REPLACE | SLIDING GLASS DOOR | OPTIONS: 2’8” | HEIGHT: 6’8” | MATERIAL: IRON | QUALITY: PREMIUM
ELEVATION | ELEVATION | DOOR | REPLACE | SLIDING GLASS DOOR | OPTIONS: 2’8” | HEIGHT: 7’ | MATERIAL: WOOD | QUALITY: ECONOMY
ELEVATION | ELEVATION | DOOR | REPLACE | SLIDING GLASS DOOR | OPTIONS: 2’8” | HEIGHT: 7’ | MATERIAL: WOOD | QUALITY: STANDARD
ELEVATION | ELEVATION | DOOR | REPLACE | SLIDING GLASS DOOR | OPTIONS: 2’8” | HEIGHT: 7’ | MATERIAL: WOOD | QUALITY: PREMIUM
ELEVATION | ELEVATION | DOOR | REPLACE | SLIDING GLASS DOOR | OPTIONS: 2’8” | HEIGHT: 7’ | MATERIAL: FIBERGLASS | QUALITY: ECONOMY
ELEVATION | ELEVATION | DOOR | REPLACE | SLIDING GLASS DOOR | OPTIONS: 2’8” | HEIGHT: 7’ | MATERIAL: FIBERGLASS | QUALITY: STANDARD
ELEVATION | ELEVATION | DOOR | REPLACE | SLIDING GLASS DOOR | OPTIONS: 2’8” | HEIGHT: 7’ | MATERIAL: FIBERGLASS | QUALITY: PREMIUM
ELEVATION | ELEVATION | DOOR | REPLACE | SLIDING GLASS DOOR | OPTIONS: 2’8” | HEIGHT: 7’ | MATERIAL: METAL | QUALITY: ECONOMY
ELEVATION | ELEVATION | DOOR | REPLACE | SLIDING GLASS DOOR | OPTIONS: 2’8” | HEIGHT: 7’ | MATERIAL: METAL | QUALITY: STANDARD
ELEVATION | ELEVATION | DOOR | REPLACE | SLIDING GLASS DOOR | OPTIONS: 2’8” | HEIGHT: 7’ | MATERIAL: METAL | QUALITY: PREMIUM
ELEVATION | ELEVATION | DOOR | REPLACE | SLIDING GLASS DOOR | OPTIONS: 2’8” | HEIGHT: 7’ | MATERIAL: IRON | QUALITY: ECONOMY
ELEVATION | ELEVATION | DOOR | REPLACE | SLIDING GLASS DOOR | OPTIONS: 2’8” | HEIGHT: 7’ | MATERIAL: IRON | QUALITY: STANDARD
ELEVATION | ELEVATION | DOOR | REPLACE | SLIDING GLASS DOOR | OPTIONS: 2’8” | HEIGHT: 7’ | MATERIAL: IRON | QUALITY: PREMIUM
ELEVATION | ELEVATION | DOOR | REPLACE | SLIDING GLASS DOOR | OPTIONS: 2’8” | HEIGHT: 8’ | MATERIAL: WOOD | QUALITY: ECONOMY
ELEVATION | ELEVATION | DOOR | REPLACE | SLIDING GLASS DOOR | OPTIONS: 2’8” | HEIGHT: 8’ | MATERIAL: WOOD | QUALITY: STANDARD
ELEVATION | ELEVATION | DOOR | REPLACE | SLIDING GLASS DOOR | OPTIONS: 2’8” | HEIGHT: 8’ | MATERIAL: WOOD | QUALITY: PREMIUM
ELEVATION | ELEVATION | DOOR | REPLACE | SLIDING GLASS DOOR | OPTIONS: 2’8” | HEIGHT: 8’ | MATERIAL: FIBERGLASS | QUALITY: ECONOMY
ELEVATION | ELEVATION | DOOR | REPLACE | SLIDING GLASS DOOR | OPTIONS: 2’8” | HEIGHT: 8’ | MATERIAL: FIBERGLASS | QUALITY: STANDARD
ELEVATION | ELEVATION | DOOR | REPLACE | SLIDING GLASS DOOR | OPTIONS: 2’8” | HEIGHT: 8’ | MATERIAL: FIBERGLASS | QUALITY: PREMIUM
ELEVATION | ELEVATION | DOOR | REPLACE | SLIDING GLASS DOOR | OPTIONS: 2’8” | HEIGHT: 8’ | MATERIAL: METAL | QUALITY: ECONOMY
ELEVATION | ELEVATION | DOOR | REPLACE | SLIDING GLASS DOOR | OPTIONS: 2’8” | HEIGHT: 8’ | MATERIAL: METAL | QUALITY: STANDARD
ELEVATION | ELEVATION | DOOR | REPLACE | SLIDING GLASS DOOR | OPTIONS: 2’8” | HEIGHT: 8’ | MATERIAL: METAL | QUALITY: PREMIUM
ELEVATION | ELEVATION | DOOR | REPLACE | SLIDING GLASS DOOR | OPTIONS: 2’8” | HEIGHT: 8’ | MATERIAL: IRON | QUALITY: ECONOMY
ELEVATION | ELEVATION | DOOR | REPLACE | SLIDING GLASS DOOR | OPTIONS: 2’8” | HEIGHT: 8’ | MATERIAL: IRON | QUALITY: STANDARD
ELEVATION | ELEVATION | DOOR | REPLACE | SLIDING GLASS DOOR | OPTIONS: 2’8” | HEIGHT: 8’ | MATERIAL: IRON | QUALITY: PREMIUM
ELEVATION | ELEVATION | DOOR | REPLACE | SLIDING GLASS DOOR | OPTIONS: 2’10” | HEIGHT: 6’8” | MATERIAL: WOOD | QUALITY: ECONOMY
ELEVATION | ELEVATION | DOOR | REPLACE | SLIDING GLASS DOOR | OPTIONS: 2’10” | HEIGHT: 6’8” | MATERIAL: WOOD | QUALITY: STANDARD
ELEVATION | ELEVATION | DOOR | REPLACE | SLIDING GLASS DOOR | OPTIONS: 2’10” | HEIGHT: 6’8” | MATERIAL: WOOD | QUALITY: PREMIUM
ELEVATION | ELEVATION | DOOR | REPLACE | SLIDING GLASS DOOR | OPTIONS: 2’10” | HEIGHT: 6’8” | MATERIAL: FIBERGLASS | QUALITY: ECONOMY
ELEVATION | ELEVATION | DOOR | REPLACE | SLIDING GLASS DOOR | OPTIONS: 2’10” | HEIGHT: 6’8” | MATERIAL: FIBERGLASS | QUALITY: STANDARD
ELEVATION | ELEVATION | DOOR | REPLACE | SLIDING GLASS DOOR | OPTIONS: 2’10” | HEIGHT: 6’8” | MATERIAL: FIBERGLASS | QUALITY: PREMIUM
ELEVATION | ELEVATION | DOOR | REPLACE | SLIDING GLASS DOOR | OPTIONS: 2’10” | HEIGHT: 6’8” | MATERIAL: METAL | QUALITY: ECONOMY
ELEVATION | ELEVATION | DOOR | REPLACE | SLIDING GLASS DOOR | OPTIONS: 2’10” | HEIGHT: 6’8” | MATERIAL: METAL | QUALITY: STANDARD
ELEVATION | ELEVATION | DOOR | REPLACE | SLIDING GLASS DOOR | OPTIONS: 2’10” | HEIGHT: 6’8” | MATERIAL: METAL | QUALITY: PREMIUM
ELEVATION | ELEVATION | DOOR | REPLACE | SLIDING GLASS DOOR | OPTIONS: 2’10” | HEIGHT: 6’8” | MATERIAL: IRON | QUALITY: ECONOMY
ELEVATION | ELEVATION | DOOR | REPLACE | SLIDING GLASS DOOR | OPTIONS: 2’10” | HEIGHT: 6’8” | MATERIAL: IRON | QUALITY: STANDARD
ELEVATION | ELEVATION | DOOR | REPLACE | SLIDING GLASS DOOR | OPTIONS: 2’10” | HEIGHT: 6’8” | MATERIAL: IRON | QUALITY: PREMIUM
ELEVATION | ELEVATION | DOOR | REPLACE | SLIDING GLASS DOOR | OPTIONS: 2’10” | HEIGHT: 7’ | MATERIAL: WOOD | QUALITY: ECONOMY
ELEVATION | ELEVATION | DOOR | REPLACE | SLIDING GLASS DOOR | OPTIONS: 2’10” | HEIGHT: 7’ | MATERIAL: WOOD | QUALITY: STANDARD
ELEVATION | ELEVATION | DOOR | REPLACE | SLIDING GLASS DOOR | OPTIONS: 2’10” | HEIGHT: 7’ | MATERIAL: WOOD | QUALITY: PREMIUM
ELEVATION | ELEVATION | DOOR | REPLACE | SLIDING GLASS DOOR | OPTIONS: 2’10” | HEIGHT: 7’ | MATERIAL: FIBERGLASS | QUALITY: ECONOMY
ELEVATION | ELEVATION | DOOR | REPLACE | SLIDING GLASS DOOR | OPTIONS: 2’10” | HEIGHT: 7’ | MATERIAL: FIBERGLASS | QUALITY: STANDARD
ELEVATION | ELEVATION | DOOR | REPLACE | SLIDING GLASS DOOR | OPTIONS: 2’10” | HEIGHT: 7’ | MATERIAL: FIBERGLASS | QUALITY: PREMIUM
ELEVATION | ELEVATION | DOOR | REPLACE | SLIDING GLASS DOOR | OPTIONS: 2’10” | HEIGHT: 7’ | MATERIAL: METAL | QUALITY: ECONOMY
ELEVATION | ELEVATION | DOOR | REPLACE | SLIDING GLASS DOOR | OPTIONS: 2’10” | HEIGHT: 7’ | MATERIAL: METAL | QUALITY: STANDARD
ELEVATION | ELEVATION | DOOR | REPLACE | SLIDING GLASS DOOR | OPTIONS: 2’10” | HEIGHT: 7’ | MATERIAL: METAL | QUALITY: PREMIUM
ELEVATION | ELEVATION | DOOR | REPLACE | SLIDING GLASS DOOR | OPTIONS: 2’10” | HEIGHT: 7’ | MATERIAL: IRON | QUALITY: ECONOMY
ELEVATION | ELEVATION | DOOR | REPLACE | SLIDING GLASS DOOR | OPTIONS: 2’10” | HEIGHT: 7’ | MATERIAL: IRON | QUALITY: STANDARD
ELEVATION | ELEVATION | DOOR | REPLACE | SLIDING GLASS DOOR | OPTIONS: 2’10” | HEIGHT: 7’ | MATERIAL: IRON | QUALITY: PREMIUM
ELEVATION | ELEVATION | DOOR | REPLACE | SLIDING GLASS DOOR | OPTIONS: 2’10” | HEIGHT: 8’ | MATERIAL: WOOD | QUALITY: ECONOMY
ELEVATION | ELEVATION | DOOR | REPLACE | SLIDING GLASS DOOR | OPTIONS: 2’10” | HEIGHT: 8’ | MATERIAL: WOOD | QUALITY: STANDARD
ELEVATION | ELEVATION | DOOR | REPLACE | SLIDING GLASS DOOR | OPTIONS: 2’10” | HEIGHT: 8’ | MATERIAL: WOOD | QUALITY: PREMIUM
ELEVATION | ELEVATION | DOOR | REPLACE | SLIDING GLASS DOOR | OPTIONS: 2’10” | HEIGHT: 8’ | MATERIAL: FIBERGLASS | QUALITY: ECONOMY
ELEVATION | ELEVATION | DOOR | REPLACE | SLIDING GLASS DOOR | OPTIONS: 2’10” | HEIGHT: 8’ | MATERIAL: FIBERGLASS | QUALITY: STANDARD
ELEVATION | ELEVATION | DOOR | REPLACE | SLIDING GLASS DOOR | OPTIONS: 2’10” | HEIGHT: 8’ | MATERIAL: FIBERGLASS | QUALITY: PREMIUM
ELEVATION | ELEVATION | DOOR | REPLACE | SLIDING GLASS DOOR | OPTIONS: 2’10” | HEIGHT: 8’ | MATERIAL: METAL | QUALITY: ECONOMY
ELEVATION | ELEVATION | DOOR | REPLACE | SLIDING GLASS DOOR | OPTIONS: 2’10” | HEIGHT: 8’ | MATERIAL: METAL | QUALITY: STANDARD
ELEVATION | ELEVATION | DOOR | REPLACE | SLIDING GLASS DOOR | OPTIONS: 2’10” | HEIGHT: 8’ | MATERIAL: METAL | QUALITY: PREMIUM
ELEVATION | ELEVATION | DOOR | REPLACE | SLIDING GLASS DOOR | OPTIONS: 2’10” | HEIGHT: 8’ | MATERIAL: IRON | QUALITY: ECONOMY
ELEVATION | ELEVATION | DOOR | REPLACE | SLIDING GLASS DOOR | OPTIONS: 2’10” | HEIGHT: 8’ | MATERIAL: IRON | QUALITY: STANDARD
ELEVATION | ELEVATION | DOOR | REPLACE | SLIDING GLASS DOOR | OPTIONS: 2’10” | HEIGHT: 8’ | MATERIAL: IRON | QUALITY: PREMIUM
ELEVATION | ELEVATION | DOOR | REPLACE | SLIDING GLASS DOOR | OPTIONS: 3’0” | HEIGHT: 6’8” | MATERIAL: WOOD | QUALITY: ECONOMY
ELEVATION | ELEVATION | DOOR | REPLACE | SLIDING GLASS DOOR | OPTIONS: 3’0” | HEIGHT: 6’8” | MATERIAL: WOOD | QUALITY: STANDARD
ELEVATION | ELEVATION | DOOR | REPLACE | SLIDING GLASS DOOR | OPTIONS: 3’0” | HEIGHT: 6’8” | MATERIAL: WOOD | QUALITY: PREMIUM
ELEVATION | ELEVATION | DOOR | REPLACE | SLIDING GLASS DOOR | OPTIONS: 3’0” | HEIGHT: 6’8” | MATERIAL: FIBERGLASS | QUALITY: ECONOMY
ELEVATION | ELEVATION | DOOR | REPLACE | SLIDING GLASS DOOR | OPTIONS: 3’0” | HEIGHT: 6’8” | MATERIAL: FIBERGLASS | QUALITY: STANDARD
ELEVATION | ELEVATION | DOOR | REPLACE | SLIDING GLASS DOOR | OPTIONS: 3’0” | HEIGHT: 6’8” | MATERIAL: FIBERGLASS | QUALITY: PREMIUM
ELEVATION | ELEVATION | DOOR | REPLACE | SLIDING GLASS DOOR | OPTIONS: 3’0” | HEIGHT: 6’8” | MATERIAL: METAL | QUALITY: ECONOMY
ELEVATION | ELEVATION | DOOR | REPLACE | SLIDING GLASS DOOR | OPTIONS: 3’0” | HEIGHT: 6’8” | MATERIAL: METAL | QUALITY: STANDARD
ELEVATION | ELEVATION | DOOR | REPLACE | SLIDING GLASS DOOR | OPTIONS: 3’0” | HEIGHT: 6’8” | MATERIAL: METAL | QUALITY: PREMIUM
ELEVATION | ELEVATION | DOOR | REPLACE | SLIDING GLASS DOOR | OPTIONS: 3’0” | HEIGHT: 6’8” | MATERIAL: IRON | QUALITY: ECONOMY
ELEVATION | ELEVATION | DOOR | REPLACE | SLIDING GLASS DOOR | OPTIONS: 3’0” | HEIGHT: 6’8” | MATERIAL: IRON | QUALITY: STANDARD
ELEVATION | ELEVATION | DOOR | REPLACE | SLIDING GLASS DOOR | OPTIONS: 3’0” | HEIGHT: 6’8” | MATERIAL: IRON | QUALITY: PREMIUM
ELEVATION | ELEVATION | DOOR | REPLACE | SLIDING GLASS DOOR | OPTIONS: 3’0” | HEIGHT: 7’ | MATERIAL: WOOD | QUALITY: ECONOMY
ELEVATION | ELEVATION | DOOR | REPLACE | SLIDING GLASS DOOR | OPTIONS: 3’0” | HEIGHT: 7’ | MATERIAL: WOOD | QUALITY: STANDARD
ELEVATION | ELEVATION | DOOR | REPLACE | SLIDING GLASS DOOR | OPTIONS: 3’0” | HEIGHT: 7’ | MATERIAL: WOOD | QUALITY: PREMIUM
ELEVATION | ELEVATION | DOOR | REPLACE | SLIDING GLASS DOOR | OPTIONS: 3’0” | HEIGHT: 7’ | MATERIAL: FIBERGLASS | QUALITY: ECONOMY
ELEVATION | ELEVATION | DOOR | REPLACE | SLIDING GLASS DOOR | OPTIONS: 3’0” | HEIGHT: 7’ | MATERIAL: FIBERGLASS | QUALITY: STANDARD
ELEVATION | ELEVATION | DOOR | REPLACE | SLIDING GLASS DOOR | OPTIONS: 3’0” | HEIGHT: 7’ | MATERIAL: FIBERGLASS | QUALITY: PREMIUM
ELEVATION | ELEVATION | DOOR | REPLACE | SLIDING GLASS DOOR | OPTIONS: 3’0” | HEIGHT: 7’ | MATERIAL: METAL | QUALITY: ECONOMY
ELEVATION | ELEVATION | DOOR | REPLACE | SLIDING GLASS DOOR | OPTIONS: 3’0” | HEIGHT: 7’ | MATERIAL: METAL | QUALITY: STANDARD
ELEVATION | ELEVATION | DOOR | REPLACE | SLIDING GLASS DOOR | OPTIONS: 3’0” | HEIGHT: 7’ | MATERIAL: METAL | QUALITY: PREMIUM
ELEVATION | ELEVATION | DOOR | REPLACE | SLIDING GLASS DOOR | OPTIONS: 3’0” | HEIGHT: 7’ | MATERIAL: IRON | QUALITY: ECONOMY
ELEVATION | ELEVATION | DOOR | REPLACE | SLIDING GLASS DOOR | OPTIONS: 3’0” | HEIGHT: 7’ | MATERIAL: IRON | QUALITY: STANDARD
ELEVATION | ELEVATION | DOOR | REPLACE | SLIDING GLASS DOOR | OPTIONS: 3’0” | HEIGHT: 7’ | MATERIAL: IRON | QUALITY: PREMIUM
ELEVATION | ELEVATION | DOOR | REPLACE | SLIDING GLASS DOOR | OPTIONS: 3’0” | HEIGHT: 8’ | MATERIAL: WOOD | QUALITY: ECONOMY
ELEVATION | ELEVATION | DOOR | REPLACE | SLIDING GLASS DOOR | OPTIONS: 3’0” | HEIGHT: 8’ | MATERIAL: WOOD | QUALITY: STANDARD
ELEVATION | ELEVATION | DOOR | REPLACE | SLIDING GLASS DOOR | OPTIONS: 3’0” | HEIGHT: 8’ | MATERIAL: WOOD | QUALITY: PREMIUM
ELEVATION | ELEVATION | DOOR | REPLACE | SLIDING GLASS DOOR | OPTIONS: 3’0” | HEIGHT: 8’ | MATERIAL: FIBERGLASS | QUALITY: ECONOMY
ELEVATION | ELEVATION | DOOR | REPLACE | SLIDING GLASS DOOR | OPTIONS: 3’0” | HEIGHT: 8’ | MATERIAL: FIBERGLASS | QUALITY: STANDARD
ELEVATION | ELEVATION | DOOR | REPLACE | SLIDING GLASS DOOR | OPTIONS: 3’0” | HEIGHT: 8’ | MATERIAL: FIBERGLASS | QUALITY: PREMIUM
ELEVATION | ELEVATION | DOOR | REPLACE | SLIDING GLASS DOOR | OPTIONS: 3’0” | HEIGHT: 8’ | MATERIAL: METAL | QUALITY: ECONOMY
ELEVATION | ELEVATION | DOOR | REPLACE | SLIDING GLASS DOOR | OPTIONS: 3’0” | HEIGHT: 8’ | MATERIAL: METAL | QUALITY: STANDARD
ELEVATION | ELEVATION | DOOR | REPLACE | SLIDING GLASS DOOR | OPTIONS: 3’0” | HEIGHT: 8’ | MATERIAL: METAL | QUALITY: PREMIUM
ELEVATION | ELEVATION | DOOR | REPLACE | SLIDING GLASS DOOR | OPTIONS: 3’0” | HEIGHT: 8’ | MATERIAL: IRON | QUALITY: ECONOMY
ELEVATION | ELEVATION | DOOR | REPLACE | SLIDING GLASS DOOR | OPTIONS: 3’0” | HEIGHT: 8’ | MATERIAL: IRON | QUALITY: STANDARD
ELEVATION | ELEVATION | DOOR | REPLACE | SLIDING GLASS DOOR | OPTIONS: 3’0” | HEIGHT: 8’ | MATERIAL: IRON | QUALITY: PREMIUM
ELEVATION | ELEVATION | DOOR | REPLACE | SLIDING GLASS DOOR | OPTIONS: 3’2” | HEIGHT: 6’8” | MATERIAL: WOOD | QUALITY: ECONOMY
ELEVATION | ELEVATION | DOOR | REPLACE | SLIDING GLASS DOOR | OPTIONS: 3’2” | HEIGHT: 6’8” | MATERIAL: WOOD | QUALITY: STANDARD
ELEVATION | ELEVATION | DOOR | REPLACE | SLIDING GLASS DOOR | OPTIONS: 3’2” | HEIGHT: 6’8” | MATERIAL: WOOD | QUALITY: PREMIUM
ELEVATION | ELEVATION | DOOR | REPLACE | SLIDING GLASS DOOR | OPTIONS: 3’2” | HEIGHT: 6’8” | MATERIAL: FIBERGLASS | QUALITY: ECONOMY
ELEVATION | ELEVATION | DOOR | REPLACE | SLIDING GLASS DOOR | OPTIONS: 3’2” | HEIGHT: 6’8” | MATERIAL: FIBERGLASS | QUALITY: STANDARD
ELEVATION | ELEVATION | DOOR | REPLACE | SLIDING GLASS DOOR | OPTIONS: 3’2” | HEIGHT: 6’8” | MATERIAL: FIBERGLASS | QUALITY: PREMIUM
ELEVATION | ELEVATION | DOOR | REPLACE | SLIDING GLASS DOOR | OPTIONS: 3’2” | HEIGHT: 6’8” | MATERIAL: METAL | QUALITY: ECONOMY
ELEVATION | ELEVATION | DOOR | REPLACE | SLIDING GLASS DOOR | OPTIONS: 3’2” | HEIGHT: 6’8” | MATERIAL: METAL | QUALITY: STANDARD
ELEVATION | ELEVATION | DOOR | REPLACE | SLIDING GLASS DOOR | OPTIONS: 3’2” | HEIGHT: 6’8” | MATERIAL: METAL | QUALITY: PREMIUM
ELEVATION | ELEVATION | DOOR | REPLACE | SLIDING GLASS DOOR | OPTIONS: 3’2” | HEIGHT: 6’8” | MATERIAL: IRON | QUALITY: ECONOMY
ELEVATION | ELEVATION | DOOR | REPLACE | SLIDING GLASS DOOR | OPTIONS: 3’2” | HEIGHT: 6’8” | MATERIAL: IRON | QUALITY: STANDARD
ELEVATION | ELEVATION | DOOR | REPLACE | SLIDING GLASS DOOR | OPTIONS: 3’2” | HEIGHT: 6’8” | MATERIAL: IRON | QUALITY: PREMIUM
ELEVATION | ELEVATION | DOOR | REPLACE | SLIDING GLASS DOOR | OPTIONS: 3’2” | HEIGHT: 7’ | MATERIAL: WOOD | QUALITY: ECONOMY
ELEVATION | ELEVATION | DOOR | REPLACE | SLIDING GLASS DOOR | OPTIONS: 3’2” | HEIGHT: 7’ | MATERIAL: WOOD | QUALITY: STANDARD
ELEVATION | ELEVATION | DOOR | REPLACE | SLIDING GLASS DOOR | OPTIONS: 3’2” | HEIGHT: 7’ | MATERIAL: WOOD | QUALITY: PREMIUM
ELEVATION | ELEVATION | DOOR | REPLACE | SLIDING GLASS DOOR | OPTIONS: 3’2” | HEIGHT: 7’ | MATERIAL: FIBERGLASS | QUALITY: ECONOMY
ELEVATION | ELEVATION | DOOR | REPLACE | SLIDING GLASS DOOR | OPTIONS: 3’2” | HEIGHT: 7’ | MATERIAL: FIBERGLASS | QUALITY: STANDARD
ELEVATION | ELEVATION | DOOR | REPLACE | SLIDING GLASS DOOR | OPTIONS: 3’2” | HEIGHT: 7’ | MATERIAL: FIBERGLASS | QUALITY: PREMIUM
ELEVATION | ELEVATION | DOOR | REPLACE | SLIDING GLASS DOOR | OPTIONS: 3’2” | HEIGHT: 7’ | MATERIAL: METAL | QUALITY: ECONOMY
ELEVATION | ELEVATION | DOOR | REPLACE | SLIDING GLASS DOOR | OPTIONS: 3’2” | HEIGHT: 7’ | MATERIAL: METAL | QUALITY: STANDARD
ELEVATION | ELEVATION | DOOR | REPLACE | SLIDING GLASS DOOR | OPTIONS: 3’2” | HEIGHT: 7’ | MATERIAL: METAL | QUALITY: PREMIUM
ELEVATION | ELEVATION | DOOR | REPLACE | SLIDING GLASS DOOR | OPTIONS: 3’2” | HEIGHT: 7’ | MATERIAL: IRON | QUALITY: ECONOMY
ELEVATION | ELEVATION | DOOR | REPLACE | SLIDING GLASS DOOR | OPTIONS: 3’2” | HEIGHT: 7’ | MATERIAL: IRON | QUALITY: STANDARD
ELEVATION | ELEVATION | DOOR | REPLACE | SLIDING GLASS DOOR | OPTIONS: 3’2” | HEIGHT: 7’ | MATERIAL: IRON | QUALITY: PREMIUM
ELEVATION | ELEVATION | DOOR | REPLACE | SLIDING GLASS DOOR | OPTIONS: 3’2” | HEIGHT: 8’ | MATERIAL: WOOD | QUALITY: ECONOMY
ELEVATION | ELEVATION | DOOR | REPLACE | SLIDING GLASS DOOR | OPTIONS: 3’2” | HEIGHT: 8’ | MATERIAL: WOOD | QUALITY: STANDARD
ELEVATION | ELEVATION | DOOR | REPLACE | SLIDING GLASS DOOR | OPTIONS: 3’2” | HEIGHT: 8’ | MATERIAL: WOOD | QUALITY: PREMIUM
ELEVATION | ELEVATION | DOOR | REPLACE | SLIDING GLASS DOOR | OPTIONS: 3’2” | HEIGHT: 8’ | MATERIAL: FIBERGLASS | QUALITY: ECONOMY
ELEVATION | ELEVATION | DOOR | REPLACE | SLIDING GLASS DOOR | OPTIONS: 3’2” | HEIGHT: 8’ | MATERIAL: FIBERGLASS | QUALITY: STANDARD
ELEVATION | ELEVATION | DOOR | REPLACE | SLIDING GLASS DOOR | OPTIONS: 3’2” | HEIGHT: 8’ | MATERIAL: FIBERGLASS | QUALITY: PREMIUM
ELEVATION | ELEVATION | DOOR | REPLACE | SLIDING GLASS DOOR | OPTIONS: 3’2” | HEIGHT: 8’ | MATERIAL: METAL | QUALITY: ECONOMY
ELEVATION | ELEVATION | DOOR | REPLACE | SLIDING GLASS DOOR | OPTIONS: 3’2” | HEIGHT: 8’ | MATERIAL: METAL | QUALITY: STANDARD
ELEVATION | ELEVATION | DOOR | REPLACE | SLIDING GLASS DOOR | OPTIONS: 3’2” | HEIGHT: 8’ | MATERIAL: METAL | QUALITY: PREMIUM
ELEVATION | ELEVATION | DOOR | REPLACE | SLIDING GLASS DOOR | OPTIONS: 3’2” | HEIGHT: 8’ | MATERIAL: IRON | QUALITY: ECONOMY
ELEVATION | ELEVATION | DOOR | REPLACE | SLIDING GLASS DOOR | OPTIONS: 3’2” | HEIGHT: 8’ | MATERIAL: IRON | QUALITY: STANDARD
ELEVATION | ELEVATION | DOOR | REPLACE | SLIDING GLASS DOOR | OPTIONS: 3’2” | HEIGHT: 8’ | MATERIAL: IRON | QUALITY: PREMIUM
ELEVATION | ELEVATION | DOOR | REPLACE | SLIDING GLASS DOOR | OPTIONS: 3’4” | HEIGHT: 6’8” | MATERIAL: WOOD | QUALITY: ECONOMY
ELEVATION | ELEVATION | DOOR | REPLACE | SLIDING GLASS DOOR | OPTIONS: 3’4” | HEIGHT: 6’8” | MATERIAL: WOOD | QUALITY: STANDARD
ELEVATION | ELEVATION | DOOR | REPLACE | SLIDING GLASS DOOR | OPTIONS: 3’4” | HEIGHT: 6’8” | MATERIAL: WOOD | QUALITY: PREMIUM
ELEVATION | ELEVATION | DOOR | REPLACE | SLIDING GLASS DOOR | OPTIONS: 3’4” | HEIGHT: 6’8” | MATERIAL: FIBERGLASS | QUALITY: ECONOMY
ELEVATION | ELEVATION | DOOR | REPLACE | SLIDING GLASS DOOR | OPTIONS: 3’4” | HEIGHT: 6’8” | MATERIAL: FIBERGLASS | QUALITY: STANDARD
ELEVATION | ELEVATION | DOOR | REPLACE | SLIDING GLASS DOOR | OPTIONS: 3’4” | HEIGHT: 6’8” | MATERIAL: FIBERGLASS | QUALITY: PREMIUM
ELEVATION | ELEVATION | DOOR | REPLACE | SLIDING GLASS DOOR | OPTIONS: 3’4” | HEIGHT: 6’8” | MATERIAL: METAL | QUALITY: ECONOMY
ELEVATION | ELEVATION | DOOR | REPLACE | SLIDING GLASS DOOR | OPTIONS: 3’4” | HEIGHT: 6’8” | MATERIAL: METAL | QUALITY: STANDARD
ELEVATION | ELEVATION | DOOR | REPLACE | SLIDING GLASS DOOR | OPTIONS: 3’4” | HEIGHT: 6’8” | MATERIAL: METAL | QUALITY: PREMIUM
ELEVATION | ELEVATION | DOOR | REPLACE | SLIDING GLASS DOOR | OPTIONS: 3’4” | HEIGHT: 6’8” | MATERIAL: IRON | QUALITY: ECONOMY
ELEVATION | ELEVATION | DOOR | REPLACE | SLIDING GLASS DOOR | OPTIONS: 3’4” | HEIGHT: 6’8” | MATERIAL: IRON | QUALITY: STANDARD
ELEVATION | ELEVATION | DOOR | REPLACE | SLIDING GLASS DOOR | OPTIONS: 3’4” | HEIGHT: 6’8” | MATERIAL: IRON | QUALITY: PREMIUM
ELEVATION | ELEVATION | DOOR | REPLACE | SLIDING GLASS DOOR | OPTIONS: 3’4” | HEIGHT: 7’ | MATERIAL: WOOD | QUALITY: ECONOMY
ELEVATION | ELEVATION | DOOR | REPLACE | SLIDING GLASS DOOR | OPTIONS: 3’4” | HEIGHT: 7’ | MATERIAL: WOOD | QUALITY: STANDARD
ELEVATION | ELEVATION | DOOR | REPLACE | SLIDING GLASS DOOR | OPTIONS: 3’4” | HEIGHT: 7’ | MATERIAL: WOOD | QUALITY: PREMIUM
ELEVATION | ELEVATION | DOOR | REPLACE | SLIDING GLASS DOOR | OPTIONS: 3’4” | HEIGHT: 7’ | MATERIAL: FIBERGLASS | QUALITY: ECONOMY
ELEVATION | ELEVATION | DOOR | REPLACE | SLIDING GLASS DOOR | OPTIONS: 3’4” | HEIGHT: 7’ | MATERIAL: FIBERGLASS | QUALITY: STANDARD
ELEVATION | ELEVATION | DOOR | REPLACE | SLIDING GLASS DOOR | OPTIONS: 3’4” | HEIGHT: 7’ | MATERIAL: FIBERGLASS | QUALITY: PREMIUM
ELEVATION | ELEVATION | DOOR | REPLACE | SLIDING GLASS DOOR | OPTIONS: 3’4” | HEIGHT: 7’ | MATERIAL: METAL | QUALITY: ECONOMY
ELEVATION | ELEVATION | DOOR | REPLACE | SLIDING GLASS DOOR | OPTIONS: 3’4” | HEIGHT: 7’ | MATERIAL: METAL | QUALITY: STANDARD
ELEVATION | ELEVATION | DOOR | REPLACE | SLIDING GLASS DOOR | OPTIONS: 3’4” | HEIGHT: 7’ | MATERIAL: METAL | QUALITY: PREMIUM
ELEVATION | ELEVATION | DOOR | REPLACE | SLIDING GLASS DOOR | OPTIONS: 3’4” | HEIGHT: 7’ | MATERIAL: IRON | QUALITY: ECONOMY
ELEVATION | ELEVATION | DOOR | REPLACE | SLIDING GLASS DOOR | OPTIONS: 3’4” | HEIGHT: 7’ | MATERIAL: IRON | QUALITY: STANDARD
ELEVATION | ELEVATION | DOOR | REPLACE | SLIDING GLASS DOOR | OPTIONS: 3’4” | HEIGHT: 7’ | MATERIAL: IRON | QUALITY: PREMIUM
ELEVATION | ELEVATION | DOOR | REPLACE | SLIDING GLASS DOOR | OPTIONS: 3’4” | HEIGHT: 8’ | MATERIAL: WOOD | QUALITY: ECONOMY
ELEVATION | ELEVATION | DOOR | REPLACE | SLIDING GLASS DOOR | OPTIONS: 3’4” | HEIGHT: 8’ | MATERIAL: WOOD | QUALITY: STANDARD
ELEVATION | ELEVATION | DOOR | REPLACE | SLIDING GLASS DOOR | OPTIONS: 3’4” | HEIGHT: 8’ | MATERIAL: WOOD | QUALITY: PREMIUM
ELEVATION | ELEVATION | DOOR | REPLACE | SLIDING GLASS DOOR | OPTIONS: 3’4” | HEIGHT: 8’ | MATERIAL: FIBERGLASS | QUALITY: ECONOMY
ELEVATION | ELEVATION | DOOR | REPLACE | SLIDING GLASS DOOR | OPTIONS: 3’4” | HEIGHT: 8’ | MATERIAL: FIBERGLASS | QUALITY: STANDARD
ELEVATION | ELEVATION | DOOR | REPLACE | SLIDING GLASS DOOR | OPTIONS: 3’4” | HEIGHT: 8’ | MATERIAL: FIBERGLASS | QUALITY: PREMIUM
ELEVATION | ELEVATION | DOOR | REPLACE | SLIDING GLASS DOOR | OPTIONS: 3’4” | HEIGHT: 8’ | MATERIAL: METAL | QUALITY: ECONOMY
ELEVATION | ELEVATION | DOOR | REPLACE | SLIDING GLASS DOOR | OPTIONS: 3’4” | HEIGHT: 8’ | MATERIAL: METAL | QUALITY: STANDARD
ELEVATION | ELEVATION | DOOR | REPLACE | SLIDING GLASS DOOR | OPTIONS: 3’4” | HEIGHT: 8’ | MATERIAL: METAL | QUALITY: PREMIUM
ELEVATION | ELEVATION | DOOR | REPLACE | SLIDING GLASS DOOR | OPTIONS: 3’4” | HEIGHT: 8’ | MATERIAL: IRON | QUALITY: ECONOMY
ELEVATION | ELEVATION | DOOR | REPLACE | SLIDING GLASS DOOR | OPTIONS: 3’4” | HEIGHT: 8’ | MATERIAL: IRON | QUALITY: STANDARD
ELEVATION | ELEVATION | DOOR | REPLACE | SLIDING GLASS DOOR | OPTIONS: 3’4” | HEIGHT: 8’ | MATERIAL: IRON | QUALITY: PREMIUM
ELEVATION | ELEVATION | DOOR | REPLACE | SLIDING GLASS DOOR | OPTIONS: 3’6” | HEIGHT: 6’8” | MATERIAL: WOOD | QUALITY: ECONOMY
ELEVATION | ELEVATION | DOOR | REPLACE | SLIDING GLASS DOOR | OPTIONS: 3’6” | HEIGHT: 6’8” | MATERIAL: WOOD | QUALITY: STANDARD
ELEVATION | ELEVATION | DOOR | REPLACE | SLIDING GLASS DOOR | OPTIONS: 3’6” | HEIGHT: 6’8” | MATERIAL: WOOD | QUALITY: PREMIUM
ELEVATION | ELEVATION | DOOR | REPLACE | SLIDING GLASS DOOR | OPTIONS: 3’6” | HEIGHT: 6’8” | MATERIAL: FIBERGLASS | QUALITY: ECONOMY
ELEVATION | ELEVATION | DOOR | REPLACE | SLIDING GLASS DOOR | OPTIONS: 3’6” | HEIGHT: 6’8” | MATERIAL: FIBERGLASS | QUALITY: STANDARD
ELEVATION | ELEVATION | DOOR | REPLACE | SLIDING GLASS DOOR | OPTIONS: 3’6” | HEIGHT: 6’8” | MATERIAL: FIBERGLASS | QUALITY: PREMIUM
ELEVATION | ELEVATION | DOOR | REPLACE | SLIDING GLASS DOOR | OPTIONS: 3’6” | HEIGHT: 6’8” | MATERIAL: METAL | QUALITY: ECONOMY
ELEVATION | ELEVATION | DOOR | REPLACE | SLIDING GLASS DOOR | OPTIONS: 3’6” | HEIGHT: 6’8” | MATERIAL: METAL | QUALITY: STANDARD
ELEVATION | ELEVATION | DOOR | REPLACE | SLIDING GLASS DOOR | OPTIONS: 3’6” | HEIGHT: 6’8” | MATERIAL: METAL | QUALITY: PREMIUM
ELEVATION | ELEVATION | DOOR | REPLACE | SLIDING GLASS DOOR | OPTIONS: 3’6” | HEIGHT: 6’8” | MATERIAL: IRON | QUALITY: ECONOMY
ELEVATION | ELEVATION | DOOR | REPLACE | SLIDING GLASS DOOR | OPTIONS: 3’6” | HEIGHT: 6’8” | MATERIAL: IRON | QUALITY: STANDARD
ELEVATION | ELEVATION | DOOR | REPLACE | SLIDING GLASS DOOR | OPTIONS: 3’6” | HEIGHT: 6’8” | MATERIAL: IRON | QUALITY: PREMIUM
ELEVATION | ELEVATION | DOOR | REPLACE | SLIDING GLASS DOOR | OPTIONS: 3’6” | HEIGHT: 7’ | MATERIAL: WOOD | QUALITY: ECONOMY
ELEVATION | ELEVATION | DOOR | REPLACE | SLIDING GLASS DOOR | OPTIONS: 3’6” | HEIGHT: 7’ | MATERIAL: WOOD | QUALITY: STANDARD
ELEVATION | ELEVATION | DOOR | REPLACE | SLIDING GLASS DOOR | OPTIONS: 3’6” | HEIGHT: 7’ | MATERIAL: WOOD | QUALITY: PREMIUM
ELEVATION | ELEVATION | DOOR | REPLACE | SLIDING GLASS DOOR | OPTIONS: 3’6” | HEIGHT: 7’ | MATERIAL: FIBERGLASS | QUALITY: ECONOMY
ELEVATION | ELEVATION | DOOR | REPLACE | SLIDING GLASS DOOR | OPTIONS: 3’6” | HEIGHT: 7’ | MATERIAL: FIBERGLASS | QUALITY: STANDARD
ELEVATION | ELEVATION | DOOR | REPLACE | SLIDING GLASS DOOR | OPTIONS: 3’6” | HEIGHT: 7’ | MATERIAL: FIBERGLASS | QUALITY: PREMIUM
ELEVATION | ELEVATION | DOOR | REPLACE | SLIDING GLASS DOOR | OPTIONS: 3’6” | HEIGHT: 7’ | MATERIAL: METAL | QUALITY: ECONOMY
ELEVATION | ELEVATION | DOOR | REPLACE | SLIDING GLASS DOOR | OPTIONS: 3’6” | HEIGHT: 7’ | MATERIAL: METAL | QUALITY: STANDARD
ELEVATION | ELEVATION | DOOR | REPLACE | SLIDING GLASS DOOR | OPTIONS: 3’6” | HEIGHT: 7’ | MATERIAL: METAL | QUALITY: PREMIUM
ELEVATION | ELEVATION | DOOR | REPLACE | SLIDING GLASS DOOR | OPTIONS: 3’6” | HEIGHT: 7’ | MATERIAL: IRON | QUALITY: ECONOMY
ELEVATION | ELEVATION | DOOR | REPLACE | SLIDING GLASS DOOR | OPTIONS: 3’6” | HEIGHT: 7’ | MATERIAL: IRON | QUALITY: STANDARD
ELEVATION | ELEVATION | DOOR | REPLACE | SLIDING GLASS DOOR | OPTIONS: 3’6” | HEIGHT: 7’ | MATERIAL: IRON | QUALITY: PREMIUM
ELEVATION | ELEVATION | DOOR | REPLACE | SLIDING GLASS DOOR | OPTIONS: 3’6” | HEIGHT: 8’ | MATERIAL: WOOD | QUALITY: ECONOMY
ELEVATION | ELEVATION | DOOR | REPLACE | SLIDING GLASS DOOR | OPTIONS: 3’6” | HEIGHT: 8’ | MATERIAL: WOOD | QUALITY: STANDARD
ELEVATION | ELEVATION | DOOR | REPLACE | SLIDING GLASS DOOR | OPTIONS: 3’6” | HEIGHT: 8’ | MATERIAL: WOOD | QUALITY: PREMIUM
ELEVATION | ELEVATION | DOOR | REPLACE | SLIDING GLASS DOOR | OPTIONS: 3’6” | HEIGHT: 8’ | MATERIAL: FIBERGLASS | QUALITY: ECONOMY
ELEVATION | ELEVATION | DOOR | REPLACE | SLIDING GLASS DOOR | OPTIONS: 3’6” | HEIGHT: 8’ | MATERIAL: FIBERGLASS | QUALITY: STANDARD
ELEVATION | ELEVATION | DOOR | REPLACE | SLIDING GLASS DOOR | OPTIONS: 3’6” | HEIGHT: 8’ | MATERIAL: FIBERGLASS | QUALITY: PREMIUM
ELEVATION | ELEVATION | DOOR | REPLACE | SLIDING GLASS DOOR | OPTIONS: 3’6” | HEIGHT: 8’ | MATERIAL: METAL | QUALITY: ECONOMY
ELEVATION | ELEVATION | DOOR | REPLACE | SLIDING GLASS DOOR | OPTIONS: 3’6” | HEIGHT: 8’ | MATERIAL: METAL | QUALITY: STANDARD
ELEVATION | ELEVATION | DOOR | REPLACE | SLIDING GLASS DOOR | OPTIONS: 3’6” | HEIGHT: 8’ | MATERIAL: METAL | QUALITY: PREMIUM
ELEVATION | ELEVATION | DOOR | REPLACE | SLIDING GLASS DOOR | OPTIONS: 3’6” | HEIGHT: 8’ | MATERIAL: IRON | QUALITY: ECONOMY
ELEVATION | ELEVATION | DOOR | REPLACE | SLIDING GLASS DOOR | OPTIONS: 3’6” | HEIGHT: 8’ | MATERIAL: IRON | QUALITY: STANDARD
ELEVATION | ELEVATION | DOOR | REPLACE | SLIDING GLASS DOOR | OPTIONS: 3’6” | HEIGHT: 8’ | MATERIAL: IRON | QUALITY: PREMIUM
ELEVATION | ELEVATION | ELECTRICAL FIXTURES | LEVEL 1: REPLACE; LEVEL 2: WALL LIGHT; LEVEL 3: QUALITY: STANDARD
ELEVATION | ELEVATION | ELECTRICAL FIXTURES | LEVEL 1: REPLACE; LEVEL 2: WALL LIGHT; LEVEL 3: QUALITY: HIGH
ELEVATION | ELEVATION | ELECTRICAL FIXTURES | LEVEL 1: REPLACE; LEVEL 2: WALL LIGHT; LEVEL 3: QUALITY: PREMIUM
ELEVATION | ELEVATION | ELECTRICAL FIXTURES | LEVEL 1: REPLACE; LEVEL 2: CEILING LIGHT; LEVEL 3: QUALITY: STANDARD
ELEVATION | ELEVATION | ELECTRICAL FIXTURES | LEVEL 1: REPLACE; LEVEL 2: CEILING LIGHT; LEVEL 3: QUALITY: HIGH
ELEVATION | ELEVATION | ELECTRICAL FIXTURES | LEVEL 1: REPLACE; LEVEL 2: CEILING LIGHT; LEVEL 3: QUALITY: PREMIUM
ELEVATION | ELEVATION | ELECTRICAL FIXTURES | LEVEL 1: REPLACE; LEVEL 2: OUTLET; LEVEL 3: QUALITY: STANDARD
ELEVATION | ELEVATION | ELECTRICAL FIXTURES | LEVEL 1: REPLACE; LEVEL 2: OUTLET; LEVEL 3: QUALITY: HIGH
ELEVATION | ELEVATION | ELECTRICAL FIXTURES | LEVEL 1: REPLACE; LEVEL 2: OUTLET; LEVEL 3: QUALITY: PREMIUM
ELEVATION | ELEVATION | ELECTRICAL FIXTURES | LEVEL 1: REPLACE; LEVEL 2: PANEL; LEVEL 3: QUALITY: STANDARD
ELEVATION | ELEVATION | ELECTRICAL FIXTURES | LEVEL 1: REPLACE; LEVEL 2: PANEL; LEVEL 3: QUALITY: HIGH
ELEVATION | ELEVATION | ELECTRICAL FIXTURES | LEVEL 1: REPLACE; LEVEL 2: PANEL; LEVEL 3: QUALITY: PREMIUM
ELEVATION | ELEVATION | ELECTRICAL FIXTURES | LEVEL 1: REPLACE; LEVEL 2: JUNCTION BOX; LEVEL 3: QUALITY: STANDARD
ELEVATION | ELEVATION | ELECTRICAL FIXTURES | LEVEL 1: REPLACE; LEVEL 2: JUNCTION BOX; LEVEL 3: QUALITY: HIGH
ELEVATION | ELEVATION | ELECTRICAL FIXTURES | LEVEL 1: REPLACE; LEVEL 2: JUNCTION BOX; LEVEL 3: QUALITY: PREMIUM
ELEVATION | ELEVATION | ELECTRICAL FIXTURES | LEVEL 1: REPLACE; LEVEL 2: OTHER; LEVEL 3: QUALITY: STANDARD
ELEVATION | ELEVATION | ELECTRICAL FIXTURES | LEVEL 1: REPLACE; LEVEL 2: OTHER; LEVEL 3: QUALITY: HIGH
ELEVATION | ELEVATION | ELECTRICAL FIXTURES | LEVEL 1: REPLACE; LEVEL 2: OTHER; LEVEL 3: QUALITY: PREMIUM
ELEVATION | ELEVATION | ELECTRICAL FIXTURES | LEVEL 1: DETACH AND RESET; LEVEL 2: WALL LIGHT; LEVEL 3: QUALITY: STANDARD
ELEVATION | ELEVATION | ELECTRICAL FIXTURES | LEVEL 1: DETACH AND RESET; LEVEL 2: WALL LIGHT; LEVEL 3: QUALITY: HIGH
ELEVATION | ELEVATION | ELECTRICAL FIXTURES | LEVEL 1: DETACH AND RESET; LEVEL 2: WALL LIGHT; LEVEL 3: QUALITY: PREMIUM
ELEVATION | ELEVATION | ELECTRICAL FIXTURES | LEVEL 1: DETACH AND RESET; LEVEL 2: CEILING LIGHT; LEVEL 3: QUALITY: STANDARD
ELEVATION | ELEVATION | ELECTRICAL FIXTURES | LEVEL 1: DETACH AND RESET; LEVEL 2: CEILING LIGHT; LEVEL 3: QUALITY: HIGH
ELEVATION | ELEVATION | ELECTRICAL FIXTURES | LEVEL 1: DETACH AND RESET; LEVEL 2: CEILING LIGHT; LEVEL 3: QUALITY: PREMIUM
ELEVATION | ELEVATION | ELECTRICAL FIXTURES | LEVEL 1: DETACH AND RESET; LEVEL 2: OUTLET; LEVEL 3: QUALITY: STANDARD
ELEVATION | ELEVATION | ELECTRICAL FIXTURES | LEVEL 1: DETACH AND RESET; LEVEL 2: OUTLET; LEVEL 3: QUALITY: HIGH
ELEVATION | ELEVATION | ELECTRICAL FIXTURES | LEVEL 1: DETACH AND RESET; LEVEL 2: OUTLET; LEVEL 3: QUALITY: PREMIUM
ELEVATION | ELEVATION | ELECTRICAL FIXTURES | LEVEL 1: DETACH AND RESET; LEVEL 2: PANEL; LEVEL 3: QUALITY: STANDARD
ELEVATION | ELEVATION | ELECTRICAL FIXTURES | LEVEL 1: DETACH AND RESET; LEVEL 2: PANEL; LEVEL 3: QUALITY: HIGH
ELEVATION | ELEVATION | ELECTRICAL FIXTURES | LEVEL 1: DETACH AND RESET; LEVEL 2: PANEL; LEVEL 3: QUALITY: PREMIUM
ELEVATION | ELEVATION | ELECTRICAL FIXTURES | LEVEL 1: DETACH AND RESET; LEVEL 2: JUNCTION BOX; LEVEL 3: QUALITY: STANDARD
ELEVATION | ELEVATION | ELECTRICAL FIXTURES | LEVEL 1: DETACH AND RESET; LEVEL 2: JUNCTION BOX; LEVEL 3: QUALITY: HIGH
ELEVATION | ELEVATION | ELECTRICAL FIXTURES | LEVEL 1: DETACH AND RESET; LEVEL 2: JUNCTION BOX; LEVEL 3: QUALITY: PREMIUM
ELEVATION | ELEVATION | ELECTRICAL FIXTURES | LEVEL 1: DETACH AND RESET; LEVEL 2: OTHER; LEVEL 3: QUALITY: STANDARD
ELEVATION | ELEVATION | ELECTRICAL FIXTURES | LEVEL 1: DETACH AND RESET; LEVEL 2: OTHER; LEVEL 3: QUALITY: HIGH
ELEVATION | ELEVATION | ELECTRICAL FIXTURES | LEVEL 1: DETACH AND RESET; LEVEL 2: OTHER; LEVEL 3: QUALITY: PREMIUM
ELEVATION | ELEVATION | HVAC EQUIPMENT | REPAIR | A/C | COMB FINS | WITH TRIP CHARGE | SIZE OF UNIT: LESS THAN 5 TON | QUANTITY
ELEVATION | ELEVATION | HVAC EQUIPMENT | REPAIR | A/C | COMB FINS | WITH TRIP CHARGE | SIZE OF UNIT: 5 TON OR GREATER | QUANTITY
ELEVATION | ELEVATION | HVAC EQUIPMENT | REPAIR | A/C | COMB FINS | WITHOUT TRIP CHARGE | SIZE OF UNIT: LESS THAN 5 TON | QUANTITY
ELEVATION | ELEVATION | HVAC EQUIPMENT | REPAIR | A/C | COMB FINS | WITHOUT TRIP CHARGE | SIZE OF UNIT: 5 TON OR GREATER | QUANTITY
ELEVATION | ELEVATION | HVAC EQUIPMENT | LEVEL 1: REPAIR; LEVEL 2: A/C; LEVEL 3: REPLACE FAN; LEVEL 4: SIZE OF UNIT: LESS THAN 5 TON; LEVEL 5: QUANTITY
ELEVATION | ELEVATION | HVAC EQUIPMENT | LEVEL 1: REPAIR; LEVEL 2: A/C; LEVEL 3: REPLACE FAN; LEVEL 4: SIZE OF UNIT: 5 TON OR GREATER; LEVEL 5: QUANTITY
ELEVATION | ELEVATION | HVAC EQUIPMENT | LEVEL 1: REPAIR; LEVEL 2: A/C; LEVEL 3: REPLACE FAN COVER; LEVEL 4: SIZE OF UNIT: LESS THAN 5 TON; LEVEL 5: QUANTITY
ELEVATION | ELEVATION | HVAC EQUIPMENT | LEVEL 1: REPAIR; LEVEL 2: A/C; LEVEL 3: REPLACE FAN COVER; LEVEL 4: SIZE OF UNIT: 5 TON OR GREATER; LEVEL 5: QUANTITY
ELEVATION | ELEVATION | HVAC EQUIPMENT | LEVEL 1: REPAIR; LEVEL 2: A/C; LEVEL 3: REPLACE CONDENSER; LEVEL 4: SIZE OF UNIT: LESS THAN 5 TON; LEVEL 5: QUANTITY
ELEVATION | ELEVATION | HVAC EQUIPMENT | LEVEL 1: REPAIR; LEVEL 2: A/C; LEVEL 3: REPLACE CONDENSER; LEVEL 4: SIZE OF UNIT: 5 TON OR GREATER; LEVEL 5: QUANTITY
ELEVATION | ELEVATION | HVAC EQUIPMENT | LEVEL 1: REPAIR; LEVEL 2: A/C; LEVEL 3: REPLACE CONDENSER CAGE; LEVEL 4: SIZE OF UNIT: LESS THAN 5 TON; LEVEL 5: QUANTITY
ELEVATION | ELEVATION | HVAC EQUIPMENT | LEVEL 1: REPAIR; LEVEL 2: A/C; LEVEL 3: REPLACE CONDENSER CAGE; LEVEL 4: SIZE OF UNIT: 5 TON OR GREATER; LEVEL 5: QUANTITY
ELEVATION | ELEVATION | HVAC EQUIPMENT | REPAIR | HEAT PUMP | COMB FINS | WITH TRIP CHARGE | SIZE OF UNIT: LESS THAN 5 TON | QUANTITY
ELEVATION | ELEVATION | HVAC EQUIPMENT | REPAIR | HEAT PUMP | COMB FINS | WITH TRIP CHARGE | SIZE OF UNIT: 5 TON OR GREATER | QUANTITY
ELEVATION | ELEVATION | HVAC EQUIPMENT | REPAIR | HEAT PUMP | COMB FINS | WITHOUT TRIP CHARGE | SIZE OF UNIT: LESS THAN 5 TON | QUANTITY
ELEVATION | ELEVATION | HVAC EQUIPMENT | REPAIR | HEAT PUMP | COMB FINS | WITHOUT TRIP CHARGE | SIZE OF UNIT: 5 TON OR GREATER | QUANTITY
ELEVATION | ELEVATION | HVAC EQUIPMENT | LEVEL 1: REPAIR; LEVEL 2: HEAT PUMP; LEVEL 3: REPLACE FAN; LEVEL 4: SIZE OF UNIT: LESS THAN 5 TON; LEVEL 5: QUANTITY
ELEVATION | ELEVATION | HVAC EQUIPMENT | LEVEL 1: REPAIR; LEVEL 2: HEAT PUMP; LEVEL 3: REPLACE FAN; LEVEL 4: SIZE OF UNIT: 5 TON OR GREATER; LEVEL 5: QUANTITY
ELEVATION | ELEVATION | HVAC EQUIPMENT | LEVEL 1: REPAIR; LEVEL 2: HEAT PUMP; LEVEL 3: REPLACE FAN COVER; LEVEL 4: SIZE OF UNIT: LESS THAN 5 TON; LEVEL 5: QUANTITY
ELEVATION | ELEVATION | HVAC EQUIPMENT | LEVEL 1: REPAIR; LEVEL 2: HEAT PUMP; LEVEL 3: REPLACE FAN COVER; LEVEL 4: SIZE OF UNIT: 5 TON OR GREATER; LEVEL 5: QUANTITY
ELEVATION | ELEVATION | HVAC EQUIPMENT | LEVEL 1: REPAIR; LEVEL 2: HEAT PUMP; LEVEL 3: REPLACE CONDENSER; LEVEL 4: SIZE OF UNIT: LESS THAN 5 TON; LEVEL 5: QUANTITY
ELEVATION | ELEVATION | HVAC EQUIPMENT | LEVEL 1: REPAIR; LEVEL 2: HEAT PUMP; LEVEL 3: REPLACE CONDENSER; LEVEL 4: SIZE OF UNIT: 5 TON OR GREATER; LEVEL 5: QUANTITY
ELEVATION | ELEVATION | HVAC EQUIPMENT | LEVEL 1: REPAIR; LEVEL 2: HEAT PUMP; LEVEL 3: REPLACE CONDENSER CAGE; LEVEL 4: SIZE OF UNIT: LESS THAN 5 TON; LEVEL 5: QUANTITY
ELEVATION | ELEVATION | HVAC EQUIPMENT | LEVEL 1: REPAIR; LEVEL 2: HEAT PUMP; LEVEL 3: REPLACE CONDENSER CAGE; LEVEL 4: SIZE OF UNIT: 5 TON OR GREATER; LEVEL 5: QUANTITY
ELEVATION | ELEVATION | HVAC EQUIPMENT | LEVEL 1: REPLACE; LEVEL 2: A/C; LEVEL 3: UNIT SIZE
ELEVATION | ELEVATION | HVAC EQUIPMENT | LEVEL 1: REPLACE; LEVEL 2: HEAT PUMP; LEVEL 3: UNIT SIZE
ELEVATION | ELEVATION | CLADDING | LEVEL 1: VINYL; LEVEL 2: CAUSE OF DAMAGE: HAIL; LEVEL 3: NUMBER OF IMPACTS PER 100 SQ FT OF SIDING
ELEVATION | ELEVATION | CLADDING | LEVEL 1: VINYL; LEVEL 2: OTHER TYPES; LEVEL 3: SQ FT OF DAMAGED SIDING
ELEVATION | ELEVATION | CLADDING | LEVEL 1: VINYL; LEVEL 2: ITEL: YES; LEVEL 3: HOUSE WRAP; LEVEL 4: FELT; LEVEL 5: SQ FT
ELEVATION | ELEVATION | CLADDING | LEVEL 1: VINYL; LEVEL 2: ITEL: YES; LEVEL 3: HOUSE WRAP; LEVEL 4: SYNTHETIC - PARTIAL REPLACEMENT; LEVEL 5: SQ FT
ELEVATION | ELEVATION | CLADDING | LEVEL 1: VINYL; LEVEL 2: ITEL: YES; LEVEL 3: HOUSE WRAP; LEVEL 4: SYNTHETIC - FULL REPLACEMENT; LEVEL 5: SQ FT
ELEVATION | ELEVATION | CLADDING | VINYL | ITEL: YES | INSULATION BOARD | THICKNESS: ¼” | PARTIAL REPLACEMENT | SQ FT
ELEVATION | ELEVATION | CLADDING | VINYL | ITEL: YES | INSULATION BOARD | THICKNESS: ¼” | FULL REPLACEMENT | SQ FT
ELEVATION | ELEVATION | CLADDING | VINYL | ITEL: YES | INSULATION BOARD | THICKNESS: ½” | PARTIAL REPLACEMENT | SQ FT
ELEVATION | ELEVATION | CLADDING | VINYL | ITEL: YES | INSULATION BOARD | THICKNESS: ½” | FULL REPLACEMENT | SQ FT
ELEVATION | ELEVATION | CLADDING | VINYL | ITEL: YES | INSULATION BOARD | THICKNESS: ¾” | PARTIAL REPLACEMENT | SQ FT
ELEVATION | ELEVATION | CLADDING | VINYL | ITEL: YES | INSULATION BOARD | THICKNESS: ¾” | FULL REPLACEMENT | SQ FT
ELEVATION | ELEVATION | CLADDING | VINYL | ITEL: YES | INSULATION BOARD | THICKNESS: 1” | PARTIAL REPLACEMENT | SQ FT
ELEVATION | ELEVATION | CLADDING | VINYL | ITEL: YES | INSULATION BOARD | THICKNESS: 1” | FULL REPLACEMENT | SQ FT
ELEVATION | ELEVATION | CLADDING | VINYL | ITEL: YES | INSULATION BOARD | THICKNESS: 1.5” | PARTIAL REPLACEMENT | SQ FT
ELEVATION | ELEVATION | CLADDING | VINYL | ITEL: YES | INSULATION BOARD | THICKNESS: 1.5” | FULL REPLACEMENT | SQ FT
ELEVATION | ELEVATION | CLADDING | VINYL | ITEL: YES | INSULATION BOARD | THICKNESS: 2 “ | PARTIAL REPLACEMENT | SQ FT
ELEVATION | ELEVATION | CLADDING | VINYL | ITEL: YES | INSULATION BOARD | THICKNESS: 2 “ | FULL REPLACEMENT | SQ FT
ELEVATION | ELEVATION | CLADDING | VINYL | ITEL: YES | STRUCTURAL SHEATHING | OSB PLYWOOD | THICKNESS: ⅜” | PARTIAL REPLACEMENT | SQ FT
ELEVATION | ELEVATION | CLADDING | VINYL | ITEL: YES | STRUCTURAL SHEATHING | OSB PLYWOOD | THICKNESS: ⅜” | FULL ELEVATION REPLACEMENT | SQ FT
ELEVATION | ELEVATION | CLADDING | VINYL | ITEL: YES | STRUCTURAL SHEATHING | OSB PLYWOOD | THICKNESS: ½” | PARTIAL REPLACEMENT | SQ FT
ELEVATION | ELEVATION | CLADDING | VINYL | ITEL: YES | STRUCTURAL SHEATHING | OSB PLYWOOD | THICKNESS: ½” | FULL ELEVATION REPLACEMENT | SQ FT
ELEVATION | ELEVATION | CLADDING | VINYL | ITEL: YES | STRUCTURAL SHEATHING | OSB PLYWOOD | THICKNESS: ⅝” | PARTIAL REPLACEMENT | SQ FT
ELEVATION | ELEVATION | CLADDING | VINYL | ITEL: YES | STRUCTURAL SHEATHING | OSB PLYWOOD | THICKNESS: ⅝” | FULL ELEVATION REPLACEMENT | SQ FT
ELEVATION | ELEVATION | CLADDING | VINYL | ITEL: YES | STRUCTURAL SHEATHING | OSB PLYWOOD | THICKNESS: ¾” | PARTIAL REPLACEMENT | SQ FT
ELEVATION | ELEVATION | CLADDING | VINYL | ITEL: YES | STRUCTURAL SHEATHING | OSB PLYWOOD | THICKNESS: ¾” | FULL ELEVATION REPLACEMENT | SQ FT
ELEVATION | ELEVATION | CLADDING | VINYL | ITEL: YES | STRUCTURAL SHEATHING | CDX PLYWOOD | THICKNESS: ⅜” | PARTIAL REPLACEMENT | SQ FT
ELEVATION | ELEVATION | CLADDING | VINYL | ITEL: YES | STRUCTURAL SHEATHING | CDX PLYWOOD | THICKNESS: ⅜” | FULL ELEVATION REPLACEMENT | SQ FT
ELEVATION | ELEVATION | CLADDING | VINYL | ITEL: YES | STRUCTURAL SHEATHING | CDX PLYWOOD | THICKNESS: ½” | PARTIAL REPLACEMENT | SQ FT
ELEVATION | ELEVATION | CLADDING | VINYL | ITEL: YES | STRUCTURAL SHEATHING | CDX PLYWOOD | THICKNESS: ½” | FULL ELEVATION REPLACEMENT | SQ FT
ELEVATION | ELEVATION | CLADDING | VINYL | ITEL: YES | STRUCTURAL SHEATHING | CDX PLYWOOD | THICKNESS: ⅝” | PARTIAL REPLACEMENT | SQ FT
ELEVATION | ELEVATION | CLADDING | VINYL | ITEL: YES | STRUCTURAL SHEATHING | CDX PLYWOOD | THICKNESS: ⅝” | FULL ELEVATION REPLACEMENT | SQ FT
ELEVATION | ELEVATION | CLADDING | VINYL | ITEL: YES | STRUCTURAL SHEATHING | CDX PLYWOOD | THICKNESS: ¾” | PARTIAL REPLACEMENT | SQ FT
ELEVATION | ELEVATION | CLADDING | VINYL | ITEL: YES | STRUCTURAL SHEATHING | CDX PLYWOOD | THICKNESS: ¾” | FULL ELEVATION REPLACEMENT | SQ FT
ELEVATION | ELEVATION | CLADDING | VINYL | ITEL: YES | STRUCTURAL SHEATHING | FIBER BOARD | THICKNESS: ⅜” | PARTIAL REPLACEMENT | SQ FT
ELEVATION | ELEVATION | CLADDING | VINYL | ITEL: YES | STRUCTURAL SHEATHING | FIBER BOARD | THICKNESS: ⅜” | FULL ELEVATION REPLACEMENT | SQ FT
ELEVATION | ELEVATION | CLADDING | VINYL | ITEL: YES | STRUCTURAL SHEATHING | FIBER BOARD | THICKNESS: ½” | PARTIAL REPLACEMENT | SQ FT
ELEVATION | ELEVATION | CLADDING | VINYL | ITEL: YES | STRUCTURAL SHEATHING | FIBER BOARD | THICKNESS: ½” | FULL ELEVATION REPLACEMENT | SQ FT
ELEVATION | ELEVATION | CLADDING | VINYL | ITEL: YES | STRUCTURAL SHEATHING | FIBER BOARD | THICKNESS: ⅝” | PARTIAL REPLACEMENT | SQ FT
ELEVATION | ELEVATION | CLADDING | VINYL | ITEL: YES | STRUCTURAL SHEATHING | FIBER BOARD | THICKNESS: ⅝” | FULL ELEVATION REPLACEMENT | SQ FT
ELEVATION | ELEVATION | CLADDING | VINYL | ITEL: YES | STRUCTURAL SHEATHING | FIBER BOARD | THICKNESS: ¾” | PARTIAL REPLACEMENT | SQ FT
ELEVATION | ELEVATION | CLADDING | VINYL | ITEL: YES | STRUCTURAL SHEATHING | FIBER BOARD | THICKNESS: ¾” | FULL ELEVATION REPLACEMENT | SQ FT
ELEVATION | ELEVATION | CLADDING | LEVEL 1: VINYL; LEVEL 2: ITEL: NO; LEVEL 3: DETACH AND RESET; LEVEL 4: SQ FT
ELEVATION | ELEVATION | CLADDING | LEVEL 1: VINYL; LEVEL 2: ITEL: NO; LEVEL 3: DETACH AND RESET; LEVEL 4: LIGHT FIXTURES; LEVEL 5: QUANTITY
ELEVATION | ELEVATION | CLADDING | LEVEL 1: VINYL; LEVEL 2: ITEL: NO; LEVEL 3: DETACH AND RESET; LEVEL 4: HVAC; LEVEL 5: QUANTITY
ELEVATION | ELEVATION | CLADDING | LEVEL 1: VINYL; LEVEL 2: ITEL: NO; LEVEL 3: REPAIR; LEVEL 4: STREET REPAIR; LEVEL 5: LABOR HOURS
ELEVATION | ELEVATION | CLADDING | LEVEL 1: VINYL; LEVEL 2: ITEL: NO; LEVEL 3: REPAIR; LEVEL 4: TYPE OF SIDING PRESENT: HORIZONTAL PANELS; LEVEL 5: SQ FT
ELEVATION | ELEVATION | CLADDING | LEVEL 1: VINYL; LEVEL 2: ITEL: NO; LEVEL 3: REPAIR; LEVEL 4: TYPE OF SIDING PRESENT: VERTICAL PANELS; LEVEL 5: SQ FT
ELEVATION | ELEVATION | CLADDING | LEVEL 1: VINYL; LEVEL 2: ITEL: NO; LEVEL 3: REPAIR; LEVEL 4: TYPE OF SIDING PRESENT: TRADITIONAL LAP; LEVEL 5: SQ FT
ELEVATION | ELEVATION | CLADDING | LEVEL 1: VINYL; LEVEL 2: ITEL: NO; LEVEL 3: REPAIR; LEVEL 4: TYPE OF SIDING PRESENT: DUTCH LAP; LEVEL 5: SQ FT
ELEVATION | ELEVATION | CLADDING | LEVEL 1: VINYL; LEVEL 2: ITEL: NO; LEVEL 3: REPAIR; LEVEL 4: TYPE OF SIDING PRESENT: BOARD & BATTEN; LEVEL 5: SQ FT
ELEVATION | ELEVATION | CLADDING | LEVEL 1: VINYL; LEVEL 2: ITEL: NO; LEVEL 3: REPAIR; LEVEL 4: TYPE OF SIDING PRESENT: BEADED; LEVEL 5: SQ FT
ELEVATION | ELEVATION | CLADDING | LEVEL 1: VINYL; LEVEL 2: ITEL: NO; LEVEL 3: REPAIR; LEVEL 4: TYPE OF SIDING PRESENT: SHAKES; LEVEL 5: SQ FT
ELEVATION | ELEVATION | CLADDING | LEVEL 1: VINYL; LEVEL 2: ITEL: NO; LEVEL 3: REPAIR; LEVEL 4: TYPE OF SIDING PRESENT: SCALLOPS; LEVEL 5: SQ FT
ELEVATION | ELEVATION | CLADDING | LEVEL 1: VINYL; LEVEL 2: ITEL: NO; LEVEL 3: REPAIR; LEVEL 4: D&R FOR ADDITIONAL SIDING; LEVEL 5: SQ FT
ELEVATION | ELEVATION | CLADDING | VINYL | ITEL: NO | REPAIR | DETACH AND RESET | LIGHT FIXTURES | QUANTITY
ELEVATION | ELEVATION | CLADDING | VINYL | ITEL: NO | REPAIR | DETACH AND RESET | HVAC | QUANTITY
ELEVATION | ELEVATION | CLADDING | LEVEL 1: VINYL; LEVEL 2: ITEL: NO; LEVEL 3: REPLACE; LEVEL 4: TYPE OF SIDING PRESENT: HORIZONTAL PANELS; LEVEL 5: SQ FT
ELEVATION | ELEVATION | CLADDING | LEVEL 1: VINYL; LEVEL 2: ITEL: NO; LEVEL 3: REPLACE; LEVEL 4: TYPE OF SIDING PRESENT: VERTICAL PANELS; LEVEL 5: SQ FT
ELEVATION | ELEVATION | CLADDING | LEVEL 1: VINYL; LEVEL 2: ITEL: NO; LEVEL 3: REPLACE; LEVEL 4: TYPE OF SIDING PRESENT: TRADITIONAL LAP; LEVEL 5: SQ FT
ELEVATION | ELEVATION | CLADDING | LEVEL 1: VINYL; LEVEL 2: ITEL: NO; LEVEL 3: REPLACE; LEVEL 4: TYPE OF SIDING PRESENT: DUTCH LAP; LEVEL 5: SQ FT
ELEVATION | ELEVATION | CLADDING | LEVEL 1: VINYL; LEVEL 2: ITEL: NO; LEVEL 3: REPLACE; LEVEL 4: TYPE OF SIDING PRESENT: BOARD & BATTEN; LEVEL 5: SQ FT
ELEVATION | ELEVATION | CLADDING | LEVEL 1: VINYL; LEVEL 2: ITEL: NO; LEVEL 3: REPLACE; LEVEL 4: TYPE OF SIDING PRESENT: BEADED; LEVEL 5: SQ FT
ELEVATION | ELEVATION | CLADDING | LEVEL 1: VINYL; LEVEL 2: ITEL: NO; LEVEL 3: REPLACE; LEVEL 4: TYPE OF SIDING PRESENT: SHAKES; LEVEL 5: SQ FT
ELEVATION | ELEVATION | CLADDING | LEVEL 1: VINYL; LEVEL 2: ITEL: NO; LEVEL 3: REPLACE; LEVEL 4: TYPE OF SIDING PRESENT: SCALLOPS; LEVEL 5: SQ FT
ELEVATION | ELEVATION | CLADDING | LEVEL 1: VINYL; LEVEL 2: ITEL: NO; LEVEL 3: REPLACE; LEVEL 4: # OF WINDOWS IN THE AREA OF SIDING REPLACEMENT
ELEVATION | ELEVATION | CLADDING | LEVEL 1: VINYL; LEVEL 2: ITEL: NO; LEVEL 3: REPLACE; LEVEL 4: # OF DOORS IN THE AREA OF SIDING REPLACEMENT
ELEVATION | ELEVATION | CLADDING | VINYL | ITEL: NO | REPLACE | HOUSE WRAP | FELT/SYNTHETIC | SQ FT
ELEVATION | ELEVATION | CLADDING | VINYL | ITEL: NO | REPLACE | HOUSE WRAP | PARTIAL REPLACEMENT OR FULL REPLACEMENT | SQ FT
ELEVATION | ELEVATION | CLADDING | VINYL | ITEL: NO | REPLACE | INSULATION BOARD | THICKNESS: ¼” | PARTIAL REPLACEMENT | SQ FT
ELEVATION | ELEVATION | CLADDING | VINYL | ITEL: NO | REPLACE | INSULATION BOARD | THICKNESS: ¼” | FULL REPLACEMENT | SQ FT
ELEVATION | ELEVATION | CLADDING | VINYL | ITEL: NO | REPLACE | INSULATION BOARD | THICKNESS: ½” | PARTIAL REPLACEMENT | SQ FT
ELEVATION | ELEVATION | CLADDING | VINYL | ITEL: NO | REPLACE | INSULATION BOARD | THICKNESS: ½” | FULL REPLACEMENT | SQ FT
ELEVATION | ELEVATION | CLADDING | VINYL | ITEL: NO | REPLACE | INSULATION BOARD | THICKNESS: ¾” | PARTIAL REPLACEMENT | SQ FT
ELEVATION | ELEVATION | CLADDING | VINYL | ITEL: NO | REPLACE | INSULATION BOARD | THICKNESS: ¾” | FULL REPLACEMENT | SQ FT
ELEVATION | ELEVATION | CLADDING | VINYL | ITEL: NO | REPLACE | INSULATION BOARD | THICKNESS: 1” | PARTIAL REPLACEMENT | SQ FT
ELEVATION | ELEVATION | CLADDING | VINYL | ITEL: NO | REPLACE | INSULATION BOARD | THICKNESS: 1” | FULL REPLACEMENT | SQ FT
ELEVATION | ELEVATION | CLADDING | VINYL | ITEL: NO | REPLACE | INSULATION BOARD | THICKNESS: 1½” | PARTIAL REPLACEMENT | SQ FT
ELEVATION | ELEVATION | CLADDING | VINYL | ITEL: NO | REPLACE | INSULATION BOARD | THICKNESS: 1½” | FULL REPLACEMENT | SQ FT
ELEVATION | ELEVATION | CLADDING | VINYL | ITEL: NO | REPLACE | INSULATION BOARD | THICKNESS: 2 “ | PARTIAL REPLACEMENT | SQ FT
ELEVATION | ELEVATION | CLADDING | VINYL | ITEL: NO | REPLACE | INSULATION BOARD | THICKNESS: 2 “ | FULL REPLACEMENT | SQ FT
ELEVATION | ELEVATION | CLADDING | VINYL | ITEL: NO | REPLACE | STRUCTURAL SHEATHING | OSB PLYWOOD | THICKNESS: ⅜” | PARTIAL ELEVATION REPLACEMENT | SQ FT
ELEVATION | ELEVATION | CLADDING | VINYL | ITEL: NO | REPLACE | STRUCTURAL SHEATHING | OSB PLYWOOD | THICKNESS: ⅜” | FULL ELEVATION REPLACEMENT
ELEVATION | ELEVATION | CLADDING | VINYL | ITEL: NO | REPLACE | STRUCTURAL SHEATHING | OSB PLYWOOD | THICKNESS: ½” | PARTIAL ELEVATION REPLACEMENT | SQ FT
ELEVATION | ELEVATION | CLADDING | VINYL | ITEL: NO | REPLACE | STRUCTURAL SHEATHING | OSB PLYWOOD | THICKNESS: ½” | FULL ELEVATION REPLACEMENT
ELEVATION | ELEVATION | CLADDING | VINYL | ITEL: NO | REPLACE | STRUCTURAL SHEATHING | OSB PLYWOOD | THICKNESS: ⅝” | PARTIAL ELEVATION REPLACEMENT | SQ FT
ELEVATION | ELEVATION | CLADDING | VINYL | ITEL: NO | REPLACE | STRUCTURAL SHEATHING | OSB PLYWOOD | THICKNESS: ⅝” | FULL ELEVATION REPLACEMENT
ELEVATION | ELEVATION | CLADDING | VINYL | ITEL: NO | REPLACE | STRUCTURAL SHEATHING | OSB PLYWOOD | THICKNESS: ¾” | PARTIAL ELEVATION REPLACEMENT | SQ FT
ELEVATION | ELEVATION | CLADDING | VINYL | ITEL: NO | REPLACE | STRUCTURAL SHEATHING | OSB PLYWOOD | THICKNESS: ¾” | FULL ELEVATION REPLACEMENT
ELEVATION | ELEVATION | CLADDING | VINYL | ITEL: NO | REPLACE | STRUCTURAL SHEATHING | CDX PLYWOOD | THICKNESS: ⅜” | PARTIAL ELEVATION REPLACEMENT | SQ FT
ELEVATION | ELEVATION | CLADDING | VINYL | ITEL: NO | REPLACE | STRUCTURAL SHEATHING | CDX PLYWOOD | THICKNESS: ⅜” | FULL ELEVATION REPLACEMENT
ELEVATION | ELEVATION | CLADDING | VINYL | ITEL: NO | REPLACE | STRUCTURAL SHEATHING | CDX PLYWOOD | THICKNESS: ½” | PARTIAL ELEVATION REPLACEMENT | SQ FT
ELEVATION | ELEVATION | CLADDING | VINYL | ITEL: NO | REPLACE | STRUCTURAL SHEATHING | CDX PLYWOOD | THICKNESS: ½” | FULL ELEVATION REPLACEMENT
ELEVATION | ELEVATION | CLADDING | VINYL | ITEL: NO | REPLACE | STRUCTURAL SHEATHING | CDX PLYWOOD | THICKNESS: ⅝” | PARTIAL ELEVATION REPLACEMENT | SQ FT
ELEVATION | ELEVATION | CLADDING | VINYL | ITEL: NO | REPLACE | STRUCTURAL SHEATHING | CDX PLYWOOD | THICKNESS: ⅝” | FULL ELEVATION REPLACEMENT
ELEVATION | ELEVATION | CLADDING | VINYL | ITEL: NO | REPLACE | STRUCTURAL SHEATHING | CDX PLYWOOD | THICKNESS: ¾” | PARTIAL ELEVATION REPLACEMENT | SQ FT
ELEVATION | ELEVATION | CLADDING | VINYL | ITEL: NO | REPLACE | STRUCTURAL SHEATHING | CDX PLYWOOD | THICKNESS: ¾” | FULL ELEVATION REPLACEMENT
ELEVATION | ELEVATION | CLADDING | VINYL | ITEL: NO | REPLACE | STRUCTURAL SHEATHING | FIBER BOARD | THICKNESS: ⅜” | PARTIAL ELEVATION REPLACEMENT | SQ FT
ELEVATION | ELEVATION | CLADDING | VINYL | ITEL: NO | REPLACE | STRUCTURAL SHEATHING | FIBER BOARD | THICKNESS: ⅜” | FULL ELEVATION REPLACEMENT
ELEVATION | ELEVATION | CLADDING | VINYL | ITEL: NO | REPLACE | STRUCTURAL SHEATHING | FIBER BOARD | THICKNESS: ½” | PARTIAL ELEVATION REPLACEMENT | SQ FT
ELEVATION | ELEVATION | CLADDING | VINYL | ITEL: NO | REPLACE | STRUCTURAL SHEATHING | FIBER BOARD | THICKNESS: ½” | FULL ELEVATION REPLACEMENT
ELEVATION | ELEVATION | CLADDING | VINYL | ITEL: NO | REPLACE | STRUCTURAL SHEATHING | FIBER BOARD | THICKNESS: ⅝” | PARTIAL ELEVATION REPLACEMENT | SQ FT
ELEVATION | ELEVATION | CLADDING | VINYL | ITEL: NO | REPLACE | STRUCTURAL SHEATHING | FIBER BOARD | THICKNESS: ⅝” | FULL ELEVATION REPLACEMENT
ELEVATION | ELEVATION | CLADDING | VINYL | ITEL: NO | REPLACE | STRUCTURAL SHEATHING | FIBER BOARD | THICKNESS: ¾” | PARTIAL ELEVATION REPLACEMENT | SQ FT
ELEVATION | ELEVATION | CLADDING | VINYL | ITEL: NO | REPLACE | STRUCTURAL SHEATHING | FIBER BOARD | THICKNESS: ¾” | FULL ELEVATION REPLACEMENT
ELEVATION | ELEVATION | CLADDING | VINYL | ITEL: NO | REPLACE | LIGHT FIXTURES | DETACH AND RESET | QUANTITY
ELEVATION | ELEVATION | CLADDING | VINYL | ITEL: NO | REPLACE | LIGHT FIXTURES | REPLACE | QUANTITY
ELEVATION | ELEVATION | CLADDING | VINYL | ITEL: NO | REPLACE | HVAC | DETACH AND RESET | QUANTITY
ELEVATION | ELEVATION | CLADDING | VINYL | ITEL: NO | REPLACE | HVAC | REPLACE | QUANTITY
ELEVATION | ELEVATION | CLADDING | LEVEL 1: METAL; LEVEL 2: LOSS TYPE: PERIL; LEVEL 3: NUMBER OF IMPACTS PER 100 SQ FT OF SIDING
ELEVATION | ELEVATION | CLADDING | LEVEL 1: METAL; LEVEL 2: SQ FT OF DAMAGED SIDING
ELEVATION | ELEVATION | CLADDING | LEVEL 1: METAL; LEVEL 2: ITEL: YES; LEVEL 3: NUMBER OF WINDOWS PRESENT
ELEVATION | ELEVATION | CLADDING | LEVEL 1: METAL; LEVEL 2: ITEL: YES; LEVEL 3: NUMBER OF DOORS PRESENT
ELEVATION | ELEVATION | CLADDING | LEVEL 1: METAL; LEVEL 2: ITEL: YES; LEVEL 3: GARAGE DOORS; LEVEL 4: TYPE: : SINGLE; LEVEL 5: NUMBER OF DOORS
ELEVATION | ELEVATION | CLADDING | LEVEL 1: METAL; LEVEL 2: ITEL: YES; LEVEL 3: GARAGE DOORS; LEVEL 4: TYPE: : DOUBLE; LEVEL 5: NUMBER OF DOORS
ELEVATION | ELEVATION | CLADDING | LEVEL 1: METAL; LEVEL 2: ITEL: YES; LEVEL 3: HOUSE WRAP; LEVEL 4: FELT; LEVEL 5: SQ FT
ELEVATION | ELEVATION | CLADDING | LEVEL 1: METAL; LEVEL 2: ITEL: YES; LEVEL 3: HOUSE WRAP; LEVEL 4: SYNTHETIC - PARTIAL REPLACEMENT
ELEVATION | ELEVATION | CLADDING | LEVEL 1: METAL; LEVEL 2: ITEL: YES; LEVEL 3: HOUSE WRAP; LEVEL 4: SYNTHETIC - FULL REPLACEMENT
ELEVATION | ELEVATION | CLADDING | METAL | ITEL: YES | INSULATION BOARD | THICKNESS: ¼” | PARTIAL REPLACEMENT | SQ FT
ELEVATION | ELEVATION | CLADDING | LEVEL 1: METAL; LEVEL 2: ITEL: YES; LEVEL 3: INSULATION BOARD; LEVEL 4: THICKNESS: ¼”; LEVEL 5: FULL REPLACEMENT
ELEVATION | ELEVATION | CLADDING | METAL | ITEL: YES | INSULATION BOARD | THICKNESS: ½” | PARTIAL REPLACEMENT | SQ FT
ELEVATION | ELEVATION | CLADDING | LEVEL 1: METAL; LEVEL 2: ITEL: YES; LEVEL 3: INSULATION BOARD; LEVEL 4: THICKNESS: ½”; LEVEL 5: FULL REPLACEMENT
ELEVATION | ELEVATION | CLADDING | METAL | ITEL: YES | INSULATION BOARD | THICKNESS: ¾” | PARTIAL REPLACEMENT | SQ FT
ELEVATION | ELEVATION | CLADDING | LEVEL 1: METAL; LEVEL 2: ITEL: YES; LEVEL 3: INSULATION BOARD; LEVEL 4: THICKNESS: ¾”; LEVEL 5: FULL REPLACEMENT
ELEVATION | ELEVATION | CLADDING | METAL | ITEL: YES | INSULATION BOARD | THICKNESS: 1” | PARTIAL REPLACEMENT | SQ FT
ELEVATION | ELEVATION | CLADDING | LEVEL 1: METAL; LEVEL 2: ITEL: YES; LEVEL 3: INSULATION BOARD; LEVEL 4: THICKNESS: 1”; LEVEL 5: FULL REPLACEMENT
ELEVATION | ELEVATION | CLADDING | METAL | ITEL: YES | INSULATION BOARD | THICKNESS: 1.5” | PARTIAL REPLACEMENT | SQ FT
ELEVATION | ELEVATION | CLADDING | LEVEL 1: METAL; LEVEL 2: ITEL: YES; LEVEL 3: INSULATION BOARD; LEVEL 4: THICKNESS: 1.5”; LEVEL 5: FULL REPLACEMENT
ELEVATION | ELEVATION | CLADDING | METAL | ITEL: YES | INSULATION BOARD | THICKNESS: 2“ | PARTIAL REPLACEMENT | SQ FT
ELEVATION | ELEVATION | CLADDING | LEVEL 1: METAL; LEVEL 2: ITEL: YES; LEVEL 3: INSULATION BOARD; LEVEL 4: THICKNESS: 2“; LEVEL 5: FULL REPLACEMENT
ELEVATION | ELEVATION | CLADDING | METAL | ITEL: YES | STRUCTURAL SHEATHING | OSB PLYWOOD | THICKNESS: ⅜” | PARTIAL ELEVATION REPLACEMENT | SQ FT
ELEVATION | ELEVATION | CLADDING | METAL | ITEL: YES | STRUCTURAL SHEATHING | OSB PLYWOOD | THICKNESS: ⅜” | FULL ELEVATION REPLACEMENT
ELEVATION | ELEVATION | CLADDING | METAL | ITEL: YES | STRUCTURAL SHEATHING | OSB PLYWOOD | THICKNESS: ½” | PARTIAL ELEVATION REPLACEMENT | SQ FT
ELEVATION | ELEVATION | CLADDING | METAL | ITEL: YES | STRUCTURAL SHEATHING | OSB PLYWOOD | THICKNESS: ½” | FULL ELEVATION REPLACEMENT
ELEVATION | ELEVATION | CLADDING | METAL | ITEL: YES | STRUCTURAL SHEATHING | OSB PLYWOOD | THICKNESS: ⅝” | PARTIAL ELEVATION REPLACEMENT | SQ FT
ELEVATION | ELEVATION | CLADDING | METAL | ITEL: YES | STRUCTURAL SHEATHING | OSB PLYWOOD | THICKNESS: ⅝” | FULL ELEVATION REPLACEMENT
ELEVATION | ELEVATION | CLADDING | METAL | ITEL: YES | STRUCTURAL SHEATHING | OSB PLYWOOD | THICKNESS: ¾” | PARTIAL ELEVATION REPLACEMENT | SQ FT
ELEVATION | ELEVATION | CLADDING | METAL | ITEL: YES | STRUCTURAL SHEATHING | OSB PLYWOOD | THICKNESS: ¾” | FULL ELEVATION REPLACEMENT
ELEVATION | ELEVATION | CLADDING | METAL | ITEL: YES | STRUCTURAL SHEATHING | CDX PLYWOOD | THICKNESS: ⅜” | PARTIAL ELEVATION REPLACEMENT | SQ FT
ELEVATION | ELEVATION | CLADDING | METAL | ITEL: YES | STRUCTURAL SHEATHING | CDX PLYWOOD | THICKNESS: ⅜” | FULL ELEVATION REPLACEMENT
ELEVATION | ELEVATION | CLADDING | METAL | ITEL: YES | STRUCTURAL SHEATHING | CDX PLYWOOD | THICKNESS: ½” | PARTIAL ELEVATION REPLACEMENT | SQ FT
ELEVATION | ELEVATION | CLADDING | METAL | ITEL: YES | STRUCTURAL SHEATHING | CDX PLYWOOD | THICKNESS: ½” | FULL ELEVATION REPLACEMENT
ELEVATION | ELEVATION | CLADDING | METAL | ITEL: YES | STRUCTURAL SHEATHING | CDX PLYWOOD | THICKNESS: ⅝” | PARTIAL ELEVATION REPLACEMENT | SQ FT
ELEVATION | ELEVATION | CLADDING | METAL | ITEL: YES | STRUCTURAL SHEATHING | CDX PLYWOOD | THICKNESS: ⅝” | FULL ELEVATION REPLACEMENT
ELEVATION | ELEVATION | CLADDING | METAL | ITEL: YES | STRUCTURAL SHEATHING | CDX PLYWOOD | THICKNESS: ¾” | PARTIAL ELEVATION REPLACEMENT | SQ FT
ELEVATION | ELEVATION | CLADDING | METAL | ITEL: YES | STRUCTURAL SHEATHING | CDX PLYWOOD | THICKNESS: ¾” | FULL ELEVATION REPLACEMENT
ELEVATION | ELEVATION | CLADDING | METAL | ITEL: YES | STRUCTURAL SHEATHING | FIBER BOARD | THICKNESS: ⅜” | PARTIAL ELEVATION REPLACEMENT | SQ FT
ELEVATION | ELEVATION | CLADDING | METAL | ITEL: YES | STRUCTURAL SHEATHING | FIBER BOARD | THICKNESS: ⅜” | FULL ELEVATION REPLACEMENT
ELEVATION | ELEVATION | CLADDING | METAL | ITEL: YES | STRUCTURAL SHEATHING | FIBER BOARD | THICKNESS: ½” | PARTIAL ELEVATION REPLACEMENT | SQ FT
ELEVATION | ELEVATION | CLADDING | METAL | ITEL: YES | STRUCTURAL SHEATHING | FIBER BOARD | THICKNESS: ½” | FULL ELEVATION REPLACEMENT
ELEVATION | ELEVATION | CLADDING | METAL | ITEL: YES | STRUCTURAL SHEATHING | FIBER BOARD | THICKNESS: ⅝” | PARTIAL ELEVATION REPLACEMENT | SQ FT
ELEVATION | ELEVATION | CLADDING | METAL | ITEL: YES | STRUCTURAL SHEATHING | FIBER BOARD | THICKNESS: ⅝” | FULL ELEVATION REPLACEMENT
ELEVATION | ELEVATION | CLADDING | METAL | ITEL: YES | STRUCTURAL SHEATHING | FIBER BOARD | THICKNESS: ¾” | PARTIAL ELEVATION REPLACEMENT | SQ FT
ELEVATION | ELEVATION | CLADDING | METAL | ITEL: YES | STRUCTURAL SHEATHING | FIBER BOARD | THICKNESS: ¾” | FULL ELEVATION REPLACEMENT
ELEVATION | ELEVATION | CLADDING | LEVEL 1: METAL; LEVEL 2: ITEL: YES; LEVEL 3: LIGHT FIXTURES; LEVEL 4: DETACH AND RESET; LEVEL 5: QUANTITY
ELEVATION | ELEVATION | CLADDING | LEVEL 1: METAL; LEVEL 2: ITEL: YES; LEVEL 3: LIGHT FIXTURES; LEVEL 4: REPLACE; LEVEL 5: QUANTITY
ELEVATION | ELEVATION | CLADDING | LEVEL 1: METAL; LEVEL 2: ITEL: YES; LEVEL 3: HVAC; LEVEL 4: DETACH AND RESET; LEVEL 5: QUANTITY
ELEVATION | ELEVATION | CLADDING | LEVEL 1: METAL; LEVEL 2: ITEL: YES; LEVEL 3: HVAC; LEVEL 4: REPLACE; LEVEL 5: QUANTITY
ELEVATION | ELEVATION | CLADDING | LEVEL 1: METAL; LEVEL 2: ITEL: NO; LEVEL 3: DETACH AND RESET; LEVEL 4: SQ FT
ELEVATION | ELEVATION | CLADDING | LEVEL 1: METAL; LEVEL 2: ITEL: NO; LEVEL 3: REPAIR; LEVEL 4: STREET REPAIR; LEVEL 5: LABOR HOURS
ELEVATION | ELEVATION | CLADDING | METAL | ITEL: NO | REPAIR | IS PORTION OF ELEVATION BEING: REPLACED | MATERIAL: ALUMINUM | TYPE: HORIZONTAL | SQ FT
ELEVATION | ELEVATION | CLADDING | METAL | ITEL: NO | REPAIR | IS PORTION OF ELEVATION BEING: REPLACED | MATERIAL: ALUMINUM | TYPE: VERTICAL AND PANELS | SQ FT
ELEVATION | ELEVATION | CLADDING | METAL | ITEL: NO | REPAIR | IS PORTION OF ELEVATION BEING: REPLACED | MATERIAL: ALUMINUM | TYPE: SIDING | SQ FT
ELEVATION | ELEVATION | CLADDING | METAL | ITEL: NO | REPAIR | IS PORTION OF ELEVATION BEING: REPLACED | MATERIAL: STEEL | TYPE: HORIZONTAL | SQ FT
ELEVATION | ELEVATION | CLADDING | METAL | ITEL: NO | REPAIR | IS PORTION OF ELEVATION BEING: REPLACED | MATERIAL: STEEL | TYPE: VERTICAL AND PANELS | SQ FT
ELEVATION | ELEVATION | CLADDING | METAL | ITEL: NO | REPAIR | IS PORTION OF ELEVATION BEING: REPLACED | MATERIAL: STEEL | TYPE: SIDING | SQ FT
ELEVATION | ELEVATION | CLADDING | METAL | ITEL: NO | REPAIR | IS PORTION OF ELEVATION BEING: REPLACED | MATERIAL: COPPER | TYPE: HORIZONTAL | SQ FT
ELEVATION | ELEVATION | CLADDING | METAL | ITEL: NO | REPAIR | IS PORTION OF ELEVATION BEING: REPLACED | MATERIAL: COPPER | TYPE: VERTICAL AND PANELS | SQ FT
ELEVATION | ELEVATION | CLADDING | METAL | ITEL: NO | REPAIR | IS PORTION OF ELEVATION BEING: REPLACED | MATERIAL: COPPER | TYPE: SIDING | SQ FT
ELEVATION | ELEVATION | CLADDING | METAL | ITEL: NO | REPAIR | IS PORTION OF ELEVATION BEING: DETACHED TO BE RESET ON ANOTHER ELEVATION | MATERIAL: ALUMINUM | TYPE: HORIZONTAL | SQ FT
ELEVATION | ELEVATION | CLADDING | METAL | ITEL: NO | REPAIR | IS PORTION OF ELEVATION BEING: DETACHED TO BE RESET ON ANOTHER ELEVATION | MATERIAL: ALUMINUM | TYPE: VERTICAL AND PANELS | SQ FT
ELEVATION | ELEVATION | CLADDING | METAL | ITEL: NO | REPAIR | IS PORTION OF ELEVATION BEING: DETACHED TO BE RESET ON ANOTHER ELEVATION | MATERIAL: ALUMINUM | TYPE: SIDING | SQ FT
ELEVATION | ELEVATION | CLADDING | METAL | ITEL: NO | REPAIR | IS PORTION OF ELEVATION BEING: DETACHED TO BE RESET ON ANOTHER ELEVATION | MATERIAL: STEEL | TYPE: HORIZONTAL | SQ FT
ELEVATION | ELEVATION | CLADDING | METAL | ITEL: NO | REPAIR | IS PORTION OF ELEVATION BEING: DETACHED TO BE RESET ON ANOTHER ELEVATION | MATERIAL: STEEL | TYPE: VERTICAL AND PANELS | SQ FT
ELEVATION | ELEVATION | CLADDING | METAL | ITEL: NO | REPAIR | IS PORTION OF ELEVATION BEING: DETACHED TO BE RESET ON ANOTHER ELEVATION | MATERIAL: STEEL | TYPE: SIDING | SQ FT
ELEVATION | ELEVATION | CLADDING | METAL | ITEL: NO | REPAIR | IS PORTION OF ELEVATION BEING: DETACHED TO BE RESET ON ANOTHER ELEVATION | MATERIAL: COPPER | TYPE: HORIZONTAL | SQ FT
ELEVATION | ELEVATION | CLADDING | METAL | ITEL: NO | REPAIR | IS PORTION OF ELEVATION BEING: DETACHED TO BE RESET ON ANOTHER ELEVATION | MATERIAL: COPPER | TYPE: VERTICAL AND PANELS | SQ FT
ELEVATION | ELEVATION | CLADDING | METAL | ITEL: NO | REPAIR | IS PORTION OF ELEVATION BEING: DETACHED TO BE RESET ON ANOTHER ELEVATION | MATERIAL: COPPER | TYPE: SIDING | SQ FT
ELEVATION | ELEVATION | CLADDING | LEVEL 1: METAL; LEVEL 2: ITEL: NO; LEVEL 3: REPAIR; LEVEL 4: IS PORTION OF ELEVATION BEING: REPLACED / DETACHED TO BE RESET ON ANOTHER ELEVATION / ATTACHED FROM SALVAGE OF ANOTHER ELEVATION
ELEVATION | ELEVATION | CLADDING | METAL | ITEL: NO | REPAIR | LIGHT FIXTURES | DETACH AND RESET | QUANTITY
ELEVATION | ELEVATION | CLADDING | METAL | ITEL: NO | REPAIR | LIGHT FIXTURES | REPLACE | QUANTITY
ELEVATION | ELEVATION | CLADDING | METAL | ITEL: NO | REPAIR | HVAC VENT | DETACH AND RESET | QUANTITY
ELEVATION | ELEVATION | CLADDING | METAL | ITEL: NO | REPAIR | HVAC VENT | REPLACE | QUANTITY
ELEVATION | ELEVATION | CLADDING | METAL | ITEL: NO | REPLACE | ALUMINUM | INSTALLATION ORIENTATION: HORIZONTAL | SMOOTH SINGLE LAP, TEXTURED SINGLE LAP, SMOOTH DOUBLE LAP, TEXTURED DOUBLE LAP | SQ FT
ELEVATION | ELEVATION | CLADDING | METAL | ITEL: NO | REPLACE | ALUMINUM | INSTALLATION ORIENTATION: HORIZONTAL | TEXTURED SINGLE LAP | SQ FT
ELEVATION | ELEVATION | CLADDING | METAL | ITEL: NO | REPLACE | ALUMINUM | INSTALLATION ORIENTATION: HORIZONTAL | SMOOTH DOUBLE LAP | SQ FT
ELEVATION | ELEVATION | CLADDING | METAL | ITEL: NO | REPLACE | ALUMINUM | INSTALLATION ORIENTATION: HORIZONTAL | TEXTURED DOUBLE LAP | SQ FT
ELEVATION | ELEVATION | CLADDING | METAL | ITEL: NO | REPLACE | STEEL | INSTALLATION ORIENTATION: HORIZONTAL | SMOOTH SINGLE LAP, TEXTURED SINGLE LAP, SMOOTH DOUBLE LAP, TEXTURED DOUBLE LAP | SQ FT
ELEVATION | ELEVATION | CLADDING | METAL | ITEL: NO | REPLACE | STEEL | INSTALLATION ORIENTATION: HORIZONTAL | TEXTURED SINGLE LAP | SQ FT
ELEVATION | ELEVATION | CLADDING | METAL | ITEL: NO | REPLACE | STEEL | INSTALLATION ORIENTATION: HORIZONTAL | SMOOTH DOUBLE LAP | SQ FT
ELEVATION | ELEVATION | CLADDING | METAL | ITEL: NO | REPLACE | STEEL | INSTALLATION ORIENTATION: HORIZONTAL | TEXTURED DOUBLE LAP | SQ FT
ELEVATION | ELEVATION | CLADDING | METAL | ITEL: NO | REPLACE | COPPER | INSTALLATION ORIENTATION: HORIZONTAL | SMOOTH SINGLE LAP, TEXTURED SINGLE LAP, SMOOTH DOUBLE LAP, TEXTURED DOUBLE LAP | SQ FT
ELEVATION | ELEVATION | CLADDING | METAL | ITEL: NO | REPLACE | COPPER | INSTALLATION ORIENTATION: HORIZONTAL | TEXTURED SINGLE LAP | SQ FT
ELEVATION | ELEVATION | CLADDING | METAL | ITEL: NO | REPLACE | COPPER | INSTALLATION ORIENTATION: HORIZONTAL | SMOOTH DOUBLE LAP | SQ FT
ELEVATION | ELEVATION | CLADDING | METAL | ITEL: NO | REPLACE | COPPER | INSTALLATION ORIENTATION: HORIZONTAL | TEXTURED DOUBLE LAP | SQ FT
ELEVATION | ELEVATION | CLADDING | METAL | ITEL: NO | REPLACE | ALUMINUM | INSTALLATION ORIENTATION: VERTICAL | V-GROOVE | SQ FT
ELEVATION | ELEVATION | CLADDING | METAL | ITEL: NO | REPLACE | ALUMINUM | INSTALLATION ORIENTATION: VERTICAL | SIMULATED BOARD/BATTEN | SQ FT
ELEVATION | ELEVATION | CLADDING | METAL | ITEL: NO | REPLACE | ALUMINUM | INSTALLATION ORIENTATION: VERTICAL | R-PANEL | SQ FT
ELEVATION | ELEVATION | CLADDING | METAL | ITEL: NO | REPLACE | ALUMINUM | INSTALLATION ORIENTATION: VERTICAL | CORRUGATED | SQ FT
ELEVATION | ELEVATION | CLADDING | METAL | ITEL: NO | REPLACE | ALUMINUM | INSTALLATION ORIENTATION: VERTICAL | STANDING SEAM | SQ FT
ELEVATION | ELEVATION | CLADDING | METAL | ITEL: NO | REPLACE | STEEL | INSTALLATION ORIENTATION: VERTICAL | V-GROOVE | SQ FT
ELEVATION | ELEVATION | CLADDING | METAL | ITEL: NO | REPLACE | STEEL | INSTALLATION ORIENTATION: VERTICAL | SIMULATED BOARD/BATTEN | SQ FT
ELEVATION | ELEVATION | CLADDING | METAL | ITEL: NO | REPLACE | STEEL | INSTALLATION ORIENTATION: VERTICAL | R-PANEL | SQ FT
ELEVATION | ELEVATION | CLADDING | METAL | ITEL: NO | REPLACE | STEEL | INSTALLATION ORIENTATION: VERTICAL | CORRUGATED | SQ FT
ELEVATION | ELEVATION | CLADDING | METAL | ITEL: NO | REPLACE | STEEL | INSTALLATION ORIENTATION: VERTICAL | STANDING SEAM | SQ FT
ELEVATION | ELEVATION | CLADDING | METAL | ITEL: NO | REPLACE | COPPER | INSTALLATION ORIENTATION: VERTICAL | V-GROOVE | SQ FT
ELEVATION | ELEVATION | CLADDING | METAL | ITEL: NO | REPLACE | COPPER | INSTALLATION ORIENTATION: VERTICAL | SIMULATED BOARD/BATTEN | SQ FT
ELEVATION | ELEVATION | CLADDING | METAL | ITEL: NO | REPLACE | COPPER | INSTALLATION ORIENTATION: VERTICAL | R-PANEL | SQ FT
ELEVATION | ELEVATION | CLADDING | METAL | ITEL: NO | REPLACE | COPPER | INSTALLATION ORIENTATION: VERTICAL | CORRUGATED | SQ FT
ELEVATION | ELEVATION | CLADDING | METAL | ITEL: NO | REPLACE | COPPER | INSTALLATION ORIENTATION: VERTICAL | STANDING SEAM | SQ FT
ELEVATION | ELEVATION | CLADDING | LEVEL 1: METAL; LEVEL 2: ITEL: NO; LEVEL 3: REPLACE; LEVEL 4: # OF WINDOWS IN THE AREA OF SIDING REPLACEMENT
ELEVATION | ELEVATION | CLADDING | LEVEL 1: METAL; LEVEL 2: ITEL: NO; LEVEL 3: REPLACE; LEVEL 4: # OF DOORS IN THE AREA OF SIDING REPLACEMENT
ELEVATION | ELEVATION | CLADDING | METAL | ITEL: NO | REPLACE | HOUSE WRAP | FELT | SQ FT
ELEVATION | ELEVATION | CLADDING | LEVEL 1: METAL; LEVEL 2: ITEL: NO; LEVEL 3: REPLACE; LEVEL 4: HOUSE WRAP; LEVEL 5: SYNTHETIC - PARTIAL REPLACEMENT
ELEVATION | ELEVATION | CLADDING | LEVEL 1: METAL; LEVEL 2: ITEL: NO; LEVEL 3: REPLACE; LEVEL 4: HOUSE WRAP; LEVEL 5: SYNTHETIC - FULL REPLACEMENT
ELEVATION | ELEVATION | CLADDING | METAL | ITEL: NO | REPLACE | INSULATION BOARD | THICKNESS: ¼” | PARTIAL REPLACEMENT | SQ FT
ELEVATION | ELEVATION | CLADDING | METAL | ITEL: NO | REPLACE | INSULATION BOARD | THICKNESS: ¼” | FULL REPLACEMENT
ELEVATION | ELEVATION | CLADDING | METAL | ITEL: NO | REPLACE | INSULATION BOARD | THICKNESS: ½” | PARTIAL REPLACEMENT | SQ FT
ELEVATION | ELEVATION | CLADDING | METAL | ITEL: NO | REPLACE | INSULATION BOARD | THICKNESS: ½” | FULL REPLACEMENT
ELEVATION | ELEVATION | CLADDING | METAL | ITEL: NO | REPLACE | INSULATION BOARD | THICKNESS: ¾” | PARTIAL REPLACEMENT | SQ FT
ELEVATION | ELEVATION | CLADDING | METAL | ITEL: NO | REPLACE | INSULATION BOARD | THICKNESS: ¾” | FULL REPLACEMENT
ELEVATION | ELEVATION | CLADDING | METAL | ITEL: NO | REPLACE | INSULATION BOARD | THICKNESS: 1” | PARTIAL REPLACEMENT | SQ FT
ELEVATION | ELEVATION | CLADDING | METAL | ITEL: NO | REPLACE | INSULATION BOARD | THICKNESS: 1” | FULL REPLACEMENT
ELEVATION | ELEVATION | CLADDING | METAL | ITEL: NO | REPLACE | INSULATION BOARD | THICKNESS: 1.5” | PARTIAL REPLACEMENT | SQ FT
ELEVATION | ELEVATION | CLADDING | METAL | ITEL: NO | REPLACE | INSULATION BOARD | THICKNESS: 1.5” | FULL REPLACEMENT
ELEVATION | ELEVATION | CLADDING | METAL | ITEL: NO | REPLACE | INSULATION BOARD | THICKNESS: 2“ | PARTIAL REPLACEMENT | SQ FT
ELEVATION | ELEVATION | CLADDING | METAL | ITEL: NO | REPLACE | INSULATION BOARD | THICKNESS: 2“ | FULL REPLACEMENT
ELEVATION | ELEVATION | CLADDING | METAL | ITEL: NO | REPLACE | STRUCTURAL SHEATHING | OSB PLYWOOD | THICKNESS: ⅜” | PARTIAL ELEVATION REPLACEMENT | SQ FT
ELEVATION | ELEVATION | CLADDING | METAL | ITEL: NO | REPLACE | STRUCTURAL SHEATHING | OSB PLYWOOD | THICKNESS: ⅜” | FULL ELEVATION REPLACEMENT
ELEVATION | ELEVATION | CLADDING | METAL | ITEL: NO | REPLACE | STRUCTURAL SHEATHING | OSB PLYWOOD | THICKNESS: ½” | PARTIAL ELEVATION REPLACEMENT | SQ FT
ELEVATION | ELEVATION | CLADDING | METAL | ITEL: NO | REPLACE | STRUCTURAL SHEATHING | OSB PLYWOOD | THICKNESS: ½” | FULL ELEVATION REPLACEMENT
ELEVATION | ELEVATION | CLADDING | METAL | ITEL: NO | REPLACE | STRUCTURAL SHEATHING | OSB PLYWOOD | THICKNESS: ⅝” | PARTIAL ELEVATION REPLACEMENT | SQ FT
ELEVATION | ELEVATION | CLADDING | METAL | ITEL: NO | REPLACE | STRUCTURAL SHEATHING | OSB PLYWOOD | THICKNESS: ⅝” | FULL ELEVATION REPLACEMENT
ELEVATION | ELEVATION | CLADDING | METAL | ITEL: NO | REPLACE | STRUCTURAL SHEATHING | OSB PLYWOOD | THICKNESS: ¾” | PARTIAL ELEVATION REPLACEMENT | SQ FT
ELEVATION | ELEVATION | CLADDING | METAL | ITEL: NO | REPLACE | STRUCTURAL SHEATHING | OSB PLYWOOD | THICKNESS: ¾” | FULL ELEVATION REPLACEMENT
ELEVATION | ELEVATION | CLADDING | METAL | ITEL: NO | REPLACE | STRUCTURAL SHEATHING | CDX PLYWOOD | THICKNESS: ⅜” | PARTIAL ELEVATION REPLACEMENT | SQ FT
ELEVATION | ELEVATION | CLADDING | METAL | ITEL: NO | REPLACE | STRUCTURAL SHEATHING | CDX PLYWOOD | THICKNESS: ⅜” | FULL ELEVATION REPLACEMENT
ELEVATION | ELEVATION | CLADDING | METAL | ITEL: NO | REPLACE | STRUCTURAL SHEATHING | CDX PLYWOOD | THICKNESS: ½” | PARTIAL ELEVATION REPLACEMENT | SQ FT
ELEVATION | ELEVATION | CLADDING | METAL | ITEL: NO | REPLACE | STRUCTURAL SHEATHING | CDX PLYWOOD | THICKNESS: ½” | FULL ELEVATION REPLACEMENT
ELEVATION | ELEVATION | CLADDING | METAL | ITEL: NO | REPLACE | STRUCTURAL SHEATHING | CDX PLYWOOD | THICKNESS: ⅝” | PARTIAL ELEVATION REPLACEMENT | SQ FT
ELEVATION | ELEVATION | CLADDING | METAL | ITEL: NO | REPLACE | STRUCTURAL SHEATHING | CDX PLYWOOD | THICKNESS: ⅝” | FULL ELEVATION REPLACEMENT
ELEVATION | ELEVATION | CLADDING | METAL | ITEL: NO | REPLACE | STRUCTURAL SHEATHING | CDX PLYWOOD | THICKNESS: ¾” | PARTIAL ELEVATION REPLACEMENT | SQ FT
ELEVATION | ELEVATION | CLADDING | METAL | ITEL: NO | REPLACE | STRUCTURAL SHEATHING | CDX PLYWOOD | THICKNESS: ¾” | FULL ELEVATION REPLACEMENT
ELEVATION | ELEVATION | CLADDING | METAL | ITEL: NO | REPLACE | STRUCTURAL SHEATHING | FIBER BOARD | THICKNESS: ⅜” | PARTIAL ELEVATION REPLACEMENT | SQ FT
ELEVATION | ELEVATION | CLADDING | METAL | ITEL: NO | REPLACE | STRUCTURAL SHEATHING | FIBER BOARD | THICKNESS: ⅜” | FULL ELEVATION REPLACEMENT
ELEVATION | ELEVATION | CLADDING | METAL | ITEL: NO | REPLACE | STRUCTURAL SHEATHING | FIBER BOARD | THICKNESS: ½” | PARTIAL ELEVATION REPLACEMENT | SQ FT
ELEVATION | ELEVATION | CLADDING | METAL | ITEL: NO | REPLACE | STRUCTURAL SHEATHING | FIBER BOARD | THICKNESS: ½” | FULL ELEVATION REPLACEMENT
ELEVATION | ELEVATION | CLADDING | METAL | ITEL: NO | REPLACE | STRUCTURAL SHEATHING | FIBER BOARD | THICKNESS: ⅝” | PARTIAL ELEVATION REPLACEMENT | SQ FT
ELEVATION | ELEVATION | CLADDING | METAL | ITEL: NO | REPLACE | STRUCTURAL SHEATHING | FIBER BOARD | THICKNESS: ⅝” | FULL ELEVATION REPLACEMENT
ELEVATION | ELEVATION | CLADDING | METAL | ITEL: NO | REPLACE | STRUCTURAL SHEATHING | FIBER BOARD | THICKNESS: ¾” | PARTIAL ELEVATION REPLACEMENT | SQ FT
ELEVATION | ELEVATION | CLADDING | METAL | ITEL: NO | REPLACE | STRUCTURAL SHEATHING | FIBER BOARD | THICKNESS: ¾” | FULL ELEVATION REPLACEMENT
ELEVATION | ELEVATION | CLADDING | METAL | ITEL: NO | REPLACE | LIGHT FIXTURES | DETACH AND RESET | QUANTITY
ELEVATION | ELEVATION | CLADDING | METAL | ITEL: NO | REPLACE | LIGHT FIXTURES | REPLACE | QUANTITY
ELEVATION | ELEVATION | CLADDING | METAL | ITEL: NO | REPLACE | HVAC | DETACH AND RESET | QUANTITY
ELEVATION | ELEVATION | CLADDING | METAL | ITEL: NO | REPLACE | HVAC | REPLACE | QUANTITY
ELEVATION | ELEVATION | CLADDING | LEVEL 1: WOOD; LEVEL 2: REPAIR; LEVEL 3: REPLACING ANY SIDING; LEVEL 4: SQ FT
ELEVATION | ELEVATION | CLADDING | LEVEL 1: WOOD; LEVEL 2: REPAIR; LEVEL 3: INSTALLED: VERTICAL; LEVEL 4: METHOD: TONGUE AND GROOVE; LEVEL 5: SQ FT
ELEVATION | ELEVATION | CLADDING | LEVEL 1: WOOD; LEVEL 2: REPAIR; LEVEL 3: INSTALLED: VERTICAL; LEVEL 4: METHOD: SHIPLAP; LEVEL 5: SQ FT
ELEVATION | ELEVATION | CLADDING | LEVEL 1: WOOD; LEVEL 2: REPAIR; LEVEL 3: INSTALLED: VERTICAL; LEVEL 4: METHOD: BOARD AND BATTEN; LEVEL 5: SQ FT
ELEVATION | ELEVATION | CLADDING | LEVEL 1: WOOD; LEVEL 2: REPAIR; LEVEL 3: INSTALLED: HORIZONTAL; LEVEL 4: METHOD: TONGUE AND GROOVE; LEVEL 5: SQ FT
ELEVATION | ELEVATION | CLADDING | LEVEL 1: WOOD; LEVEL 2: REPAIR; LEVEL 3: INSTALLED: HORIZONTAL; LEVEL 4: METHOD: SHIPLAP; LEVEL 5: SQ FT
ELEVATION | ELEVATION | CLADDING | LEVEL 1: WOOD; LEVEL 2: REPAIR; LEVEL 3: INSTALLED: HORIZONTAL; LEVEL 4: METHOD: BOARD AND BATTEN; LEVEL 5: SQ FT
ELEVATION | ELEVATION | CLADDING | LEVEL 1: WOOD; LEVEL 2: REPAIR; LEVEL 3: PRESSURE WASHING; LEVEL 4: SQ FT
ELEVATION | ELEVATION | CLADDING | WOOD | REPAIR | TRIM DAMAGE | MATERIAL TYPE: PINE | SIZE TRIM: 1X4 | LINEAR FOOTAGE
ELEVATION | ELEVATION | CLADDING | WOOD | REPAIR | TRIM DAMAGE | MATERIAL TYPE: PINE | SIZE TRIM: 1X6 | LINEAR FOOTAGE
ELEVATION | ELEVATION | CLADDING | WOOD | REPAIR | TRIM DAMAGE | MATERIAL TYPE: PINE | SIZE TRIM: 1X8 | LINEAR FOOTAGE
ELEVATION | ELEVATION | CLADDING | WOOD | REPAIR | TRIM DAMAGE | MATERIAL TYPE: PINE | SIZE TRIM: 1X10 | LINEAR FOOTAGE
ELEVATION | ELEVATION | CLADDING | WOOD | REPAIR | TRIM DAMAGE | MATERIAL TYPE: PINE | SIZE TRIM: 1X12 | LINEAR FOOTAGE
ELEVATION | ELEVATION | CLADDING | WOOD | REPAIR | TRIM DAMAGE | MATERIAL TYPE: CEDAR | SIZE TRIM: 1X4 | LINEAR FOOTAGE
ELEVATION | ELEVATION | CLADDING | WOOD | REPAIR | TRIM DAMAGE | MATERIAL TYPE: CEDAR | SIZE TRIM: 1X6 | LINEAR FOOTAGE
ELEVATION | ELEVATION | CLADDING | WOOD | REPAIR | TRIM DAMAGE | MATERIAL TYPE: CEDAR | SIZE TRIM: 1X8 | LINEAR FOOTAGE
ELEVATION | ELEVATION | CLADDING | WOOD | REPAIR | TRIM DAMAGE | MATERIAL TYPE: CEDAR | SIZE TRIM: 1X10 | LINEAR FOOTAGE
ELEVATION | ELEVATION | CLADDING | WOOD | REPAIR | TRIM DAMAGE | MATERIAL TYPE: CEDAR | SIZE TRIM: 1X12 | LINEAR FOOTAGE
ELEVATION | ELEVATION | CLADDING | WOOD | REPAIR | TRIM DAMAGE | MATERIAL TYPE: PVC | SIZE TRIM: 1X4 | LINEAR FOOTAGE
ELEVATION | ELEVATION | CLADDING | WOOD | REPAIR | TRIM DAMAGE | MATERIAL TYPE: PVC | SIZE TRIM: 1X6 | LINEAR FOOTAGE
ELEVATION | ELEVATION | CLADDING | WOOD | REPAIR | TRIM DAMAGE | MATERIAL TYPE: PVC | SIZE TRIM: 1X8 | LINEAR FOOTAGE
ELEVATION | ELEVATION | CLADDING | WOOD | REPAIR | TRIM DAMAGE | MATERIAL TYPE: PVC | SIZE TRIM: 1X10 | LINEAR FOOTAGE
ELEVATION | ELEVATION | CLADDING | WOOD | REPAIR | TRIM DAMAGE | MATERIAL TYPE: PVC | SIZE TRIM: 1X12 | LINEAR FOOTAGE
ELEVATION | ELEVATION | CLADDING | WOOD | REPAIR | TRIM DAMAGE | SIZE TRIM: 1X4 | TRIM FINISH: PAINT - SAME AS BODY | LINEAR FOOTAGE
ELEVATION | ELEVATION | CLADDING | WOOD | REPAIR | TRIM DAMAGE | SIZE TRIM: 1X6 | TRIM FINISH: PAINT - SAME AS BODY | LINEAR FOOTAGE
ELEVATION | ELEVATION | CLADDING | WOOD | REPAIR | TRIM DAMAGE | SIZE TRIM: 1X8 | TRIM FINISH: PAINT - SAME AS BODY | LINEAR FOOTAGE
ELEVATION | ELEVATION | CLADDING | WOOD | REPAIR | TRIM DAMAGE | SIZE TRIM: 1X10 | TRIM FINISH: PAINT - SAME AS BODY | LINEAR FOOTAGE
ELEVATION | ELEVATION | CLADDING | WOOD | REPAIR | TRIM DAMAGE | SIZE TRIM: 1X12 | TRIM FINISH: PAINT - SAME AS BODY | LINEAR FOOTAGE
ELEVATION | ELEVATION | CLADDING | WOOD | REPAIR | TRIM DAMAGE | SIZE TRIM: 1X4 | TRIM FINISH: PAINT - SEPARATE COLOR | LINEAR FOOTAGE
ELEVATION | ELEVATION | CLADDING | WOOD | REPAIR | TRIM DAMAGE | SIZE TRIM: 1X6 | TRIM FINISH: PAINT - SEPARATE COLOR | LINEAR FOOTAGE
ELEVATION | ELEVATION | CLADDING | WOOD | REPAIR | TRIM DAMAGE | SIZE TRIM: 1X8 | TRIM FINISH: PAINT - SEPARATE COLOR | LINEAR FOOTAGE
ELEVATION | ELEVATION | CLADDING | WOOD | REPAIR | TRIM DAMAGE | SIZE TRIM: 1X10 | TRIM FINISH: PAINT - SEPARATE COLOR | LINEAR FOOTAGE
ELEVATION | ELEVATION | CLADDING | WOOD | REPAIR | TRIM DAMAGE | SIZE TRIM: 1X12 | TRIM FINISH: PAINT - SEPARATE COLOR | LINEAR FOOTAGE
ELEVATION | ELEVATION | CLADDING | WOOD | REPAIR | TRIM DAMAGE | SIZE TRIM: 1X4 | TRIM FINISH: ALUMINUM WRAPPED | WINDOW SIZE: SMALL(3-11SQ FT) | QUANTITY
ELEVATION | ELEVATION | CLADDING | WOOD | REPAIR | TRIM DAMAGE | SIZE TRIM: 1X4 | TRIM FINISH: ALUMINUM WRAPPED | WINDOW SIZE: MID (12-23 SQ FT) | QUANTITY
ELEVATION | ELEVATION | CLADDING | WOOD | REPAIR | TRIM DAMAGE | SIZE TRIM: 1X4 | TRIM FINISH: ALUMINUM WRAPPED | WINDOW SIZE: LARGE (24-32 SQ FT) | QUANTITY
ELEVATION | ELEVATION | CLADDING | WOOD | REPAIR | TRIM DAMAGE | SIZE TRIM: 1X4 | TRIM FINISH: ALUMINUM WRAPPED | WINDOW SIZE: XLARGE (33-40 SQ FT) | QUANTITY
ELEVATION | ELEVATION | CLADDING | WOOD | REPAIR | TRIM DAMAGE | SIZE TRIM: 1X6 | TRIM FINISH: ALUMINUM WRAPPED | WINDOW SIZE: SMALL(3-11SQ FT) | QUANTITY
ELEVATION | ELEVATION | CLADDING | WOOD | REPAIR | TRIM DAMAGE | SIZE TRIM: 1X6 | TRIM FINISH: ALUMINUM WRAPPED | WINDOW SIZE: MID (12-23 SQ FT) | QUANTITY
ELEVATION | ELEVATION | CLADDING | WOOD | REPAIR | TRIM DAMAGE | SIZE TRIM: 1X6 | TRIM FINISH: ALUMINUM WRAPPED | WINDOW SIZE: LARGE (24-32 SQ FT) | QUANTITY
ELEVATION | ELEVATION | CLADDING | WOOD | REPAIR | TRIM DAMAGE | SIZE TRIM: 1X6 | TRIM FINISH: ALUMINUM WRAPPED | WINDOW SIZE: XLARGE (33-40 SQ FT) | QUANTITY
ELEVATION | ELEVATION | CLADDING | WOOD | REPAIR | TRIM DAMAGE | SIZE TRIM: 1X8 | TRIM FINISH: ALUMINUM WRAPPED | WINDOW SIZE: SMALL(3-11SQ FT) | QUANTITY
ELEVATION | ELEVATION | CLADDING | WOOD | REPAIR | TRIM DAMAGE | SIZE TRIM: 1X8 | TRIM FINISH: ALUMINUM WRAPPED | WINDOW SIZE: MID (12-23 SQ FT) | QUANTITY
ELEVATION | ELEVATION | CLADDING | WOOD | REPAIR | TRIM DAMAGE | SIZE TRIM: 1X8 | TRIM FINISH: ALUMINUM WRAPPED | WINDOW SIZE: LARGE (24-32 SQ FT) | QUANTITY
ELEVATION | ELEVATION | CLADDING | WOOD | REPAIR | TRIM DAMAGE | SIZE TRIM: 1X8 | TRIM FINISH: ALUMINUM WRAPPED | WINDOW SIZE: XLARGE (33-40 SQ FT) | QUANTITY
ELEVATION | ELEVATION | CLADDING | WOOD | REPAIR | TRIM DAMAGE | SIZE TRIM: 1X10 | TRIM FINISH: ALUMINUM WRAPPED | WINDOW SIZE: SMALL(3-11SQ FT) | QUANTITY
ELEVATION | ELEVATION | CLADDING | WOOD | REPAIR | TRIM DAMAGE | SIZE TRIM: 1X10 | TRIM FINISH: ALUMINUM WRAPPED | WINDOW SIZE: MID (12-23 SQ FT) | QUANTITY
ELEVATION | ELEVATION | CLADDING | WOOD | REPAIR | TRIM DAMAGE | SIZE TRIM: 1X10 | TRIM FINISH: ALUMINUM WRAPPED | WINDOW SIZE: LARGE (24-32 SQ FT) | QUANTITY
ELEVATION | ELEVATION | CLADDING | WOOD | REPAIR | TRIM DAMAGE | SIZE TRIM: 1X10 | TRIM FINISH: ALUMINUM WRAPPED | WINDOW SIZE: XLARGE (33-40 SQ FT) | QUANTITY
ELEVATION | ELEVATION | CLADDING | WOOD | REPAIR | TRIM DAMAGE | SIZE TRIM: 1X12 | TRIM FINISH: ALUMINUM WRAPPED | WINDOW SIZE: SMALL(3-11SQ FT) | QUANTITY
ELEVATION | ELEVATION | CLADDING | WOOD | REPAIR | TRIM DAMAGE | SIZE TRIM: 1X12 | TRIM FINISH: ALUMINUM WRAPPED | WINDOW SIZE: MID (12-23 SQ FT) | QUANTITY
ELEVATION | ELEVATION | CLADDING | WOOD | REPAIR | TRIM DAMAGE | SIZE TRIM: 1X12 | TRIM FINISH: ALUMINUM WRAPPED | WINDOW SIZE: LARGE (24-32 SQ FT) | QUANTITY
ELEVATION | ELEVATION | CLADDING | WOOD | REPAIR | TRIM DAMAGE | SIZE TRIM: 1X12 | TRIM FINISH: ALUMINUM WRAPPED | WINDOW SIZE: XLARGE (33-40 SQ FT) | QUANTITY
ELEVATION | ELEVATION | CLADDING | LEVEL 1: WOOD; LEVEL 2: REPLACE; LEVEL 3: TYPE: HORIZONTAL; LEVEL 4: METHOD: TONGUE AND GROOVE; LEVEL 5: ELEVATION SQ FOOTAGE
ELEVATION | ELEVATION | CLADDING | LEVEL 1: WOOD; LEVEL 2: REPLACE; LEVEL 3: TYPE: HORIZONTAL; LEVEL 4: METHOD: SHIPLAP; LEVEL 5: ELEVATION SQ FOOTAGE
ELEVATION | ELEVATION | CLADDING | LEVEL 1: WOOD; LEVEL 2: REPLACE; LEVEL 3: TYPE: HORIZONTAL; LEVEL 4: METHOD: BOARD AND BATTEN; LEVEL 5: ELEVATION SQ FOOTAGE
ELEVATION | ELEVATION | CLADDING | LEVEL 1: WOOD; LEVEL 2: REPLACE; LEVEL 3: TYPE: VERTICAL; LEVEL 4: METHOD: TONGUE AND GROOVE; LEVEL 5: ELEVATION SQ FOOTAGE
ELEVATION | ELEVATION | CLADDING | LEVEL 1: WOOD; LEVEL 2: REPLACE; LEVEL 3: TYPE: VERTICAL; LEVEL 4: METHOD: SHIPLAP; LEVEL 5: ELEVATION SQ FOOTAGE
ELEVATION | ELEVATION | CLADDING | LEVEL 1: WOOD; LEVEL 2: REPLACE; LEVEL 3: TYPE: VERTICAL; LEVEL 4: METHOD: BOARD AND BATTEN; LEVEL 5: ELEVATION SQ FOOTAGE
ELEVATION | ELEVATION | CLADDING | LEVEL 1: WOOD; LEVEL 2: REPLACE; LEVEL 3: TYPE: SHINGLE; LEVEL 4: ELEVATION SQ FOOTAGE
ELEVATION | ELEVATION | CLADDING | LEVEL 1: WOOD; LEVEL 2: REPLACE; LEVEL 3: TYPE: PLYWOOD; LEVEL 4: ELEVATION SQ FOOTAGE
ELEVATION | ELEVATION | CLADDING | LEVEL 1: WOOD; LEVEL 2: REPLACE; LEVEL 3: TYPE: T111; LEVEL 4: ELEVATION SQ FOOTAGE
ELEVATION | ELEVATION | CLADDING | LEVEL 1: WOOD; LEVEL 2: REPLACE; LEVEL 3: TYPE: LOG WOOD INTERLOCK; LEVEL 4: ELEVATION SQ FOOTAGE
ELEVATION | ELEVATION | CLADDING | WOOD | REPLACE | TRIM: REPLACE | TRIM FINISH: PAINT | SAME AS BODY | LINEAR FOOTAGE
ELEVATION | ELEVATION | CLADDING | WOOD | REPLACE | TRIM: REPLACE | TRIM FINISH: PAINT | SEPARATE COLOR | LINEAR FOOTAGE
ELEVATION | ELEVATION | CLADDING | WOOD | REPLACE | TRIM: REPLACE | TRIM FINISH: ALUMINUM WRAPPED | WINDOW SIZE: SMALL(3-11SQ FT) | QUANTITY
ELEVATION | ELEVATION | CLADDING | WOOD | REPLACE | TRIM: REPLACE | TRIM FINISH: ALUMINUM WRAPPED | WINDOW SIZE: MID (12-23 SQ FT) | QUANTITY
ELEVATION | ELEVATION | CLADDING | WOOD | REPLACE | TRIM: REPLACE | TRIM FINISH: ALUMINUM WRAPPED | WINDOW SIZE: LARGE (24-32 SQ FT) | QUANTITY
ELEVATION | ELEVATION | CLADDING | WOOD | REPLACE | TRIM: REPLACE | TRIM FINISH: ALUMINUM WRAPPED | WINDOW SIZE: XLARGE (33-40 SQ FT) | QUANTITY
ELEVATION | ELEVATION | CLADDING | WOOD | REPLACE | TRIM: REPLACE/D&R | TRIM FINISH: PAINT | SAME AS BODY | LINEAR FOOTAGE
ELEVATION | ELEVATION | CLADDING | WOOD | REPLACE | TRIM: REPLACE/D&R | TRIM FINISH: PAINT | SEPARATE COLOR | LINEAR FOOTAGE
ELEVATION | ELEVATION | CLADDING | WOOD | REPLACE | TRIM: REPLACE/D&R | TRIM FINISH: ALUMINUM WRAPPED | WINDOW SIZE: SMALL(3-11SQ FT) | QUANTITY
ELEVATION | ELEVATION | CLADDING | WOOD | REPLACE | TRIM: REPLACE/D&R | TRIM FINISH: ALUMINUM WRAPPED | WINDOW SIZE: MID (12-23 SQ FT) | QUANTITY
ELEVATION | ELEVATION | CLADDING | WOOD | REPLACE | TRIM: REPLACE/D&R | TRIM FINISH: ALUMINUM WRAPPED | WINDOW SIZE: LARGE (24-32 SQ FT) | QUANTITY
ELEVATION | ELEVATION | CLADDING | WOOD | REPLACE | TRIM: REPLACE/D&R | TRIM FINISH: ALUMINUM WRAPPED | WINDOW SIZE: XLARGE (33-40 SQ FT) | QUANTITY
ELEVATION | ELEVATION | CLADDING | LEVEL 1: WOOD; LEVEL 2: REPLACE; LEVEL 3: TRIM SECONDARY COLOUR; LEVEL 4: PAINT; LEVEL 5: LINEAR FOOTAGE
ELEVATION | ELEVATION | CLADDING | LEVEL 1: WOOD; LEVEL 2: REPLACE; LEVEL 3: SIZE: 1X4; LEVEL 4: LINEAR FOOTAGE: 1X4 – 25’
ELEVATION | ELEVATION | CLADDING | LEVEL 1: WOOD; LEVEL 2: REPLACE; LEVEL 3: SIZE: 1X4; LEVEL 4: LINEAR FOOTAGE: 1X6 – 32’
ELEVATION | ELEVATION | CLADDING | LEVEL 1: WOOD; LEVEL 2: REPLACE; LEVEL 3: SIZE: 1X6; LEVEL 4: LINEAR FOOTAGE: 1X4 – 25’
ELEVATION | ELEVATION | CLADDING | LEVEL 1: WOOD; LEVEL 2: REPLACE; LEVEL 3: SIZE: 1X6; LEVEL 4: LINEAR FOOTAGE: 1X6 – 32’
ELEVATION | ELEVATION | CLADDING | LEVEL 1: WOOD; LEVEL 2: REPLACE; LEVEL 3: SIZE: 1X8; LEVEL 4: LINEAR FOOTAGE: 1X4 – 25’
ELEVATION | ELEVATION | CLADDING | LEVEL 1: WOOD; LEVEL 2: REPLACE; LEVEL 3: SIZE: 1X8; LEVEL 4: LINEAR FOOTAGE: 1X6 – 32’
ELEVATION | ELEVATION | CLADDING | LEVEL 1: WOOD; LEVEL 2: REPLACE; LEVEL 3: SIZE: 1X10; LEVEL 4: LINEAR FOOTAGE: 1X4 – 25’
ELEVATION | ELEVATION | CLADDING | LEVEL 1: WOOD; LEVEL 2: REPLACE; LEVEL 3: SIZE: 1X10; LEVEL 4: LINEAR FOOTAGE: 1X6 – 32’
ELEVATION | ELEVATION | CLADDING | LEVEL 1: WOOD; LEVEL 2: REPLACE; LEVEL 3: SIZE: 1X12; LEVEL 4: LINEAR FOOTAGE: 1X4 – 25’
ELEVATION | ELEVATION | CLADDING | LEVEL 1: WOOD; LEVEL 2: REPLACE; LEVEL 3: SIZE: 1X12; LEVEL 4: LINEAR FOOTAGE: 1X6 – 32’
ELEVATION | ELEVATION | CLADDING | LEVEL 1: WOOD; LEVEL 2: REPLACE; LEVEL 3: PAINT SIDING; LEVEL 4: SQ FT
ELEVATION | ELEVATION | CLADDING | LEVEL 1: WOOD; LEVEL 2: REPLACE; LEVEL 3: PRIME SIDING; LEVEL 4: SQ FT
ELEVATION | ELEVATION | CLADDING | LEVEL 1: WOOD; LEVEL 2: REPLACE; LEVEL 3: HOUSE WRAP; LEVEL 4: SYNTHETIC
ELEVATION | ELEVATION | CLADDING | LEVEL 1: WOOD; LEVEL 2: REPLACE; LEVEL 3: HOUSE WRAP; LEVEL 4: FELT
ELEVATION | ELEVATION | CLADDING | WOOD | REPLACE | INSULATION BOARD | THICKNESS:¼” | PARTIAL REPLACEMENT | SQ FT
ELEVATION | ELEVATION | CLADDING | WOOD | REPLACE | INSULATION BOARD | THICKNESS:¼” | FULL REPLACEMENT | SQ FT
ELEVATION | ELEVATION | CLADDING | WOOD | REPLACE | INSULATION BOARD | THICKNESS: ½” | PARTIAL REPLACEMENT | SQ FT
ELEVATION | ELEVATION | CLADDING | WOOD | REPLACE | INSULATION BOARD | THICKNESS: ½” | FULL REPLACEMENT | SQ FT
ELEVATION | ELEVATION | CLADDING | WOOD | REPLACE | INSULATION BOARD | THICKNESS: ¾” | PARTIAL REPLACEMENT | SQ FT
ELEVATION | ELEVATION | CLADDING | WOOD | REPLACE | INSULATION BOARD | THICKNESS: ¾” | FULL REPLACEMENT | SQ FT
ELEVATION | ELEVATION | CLADDING | WOOD | REPLACE | INSULATION BOARD | THICKNESS: 1” | PARTIAL REPLACEMENT | SQ FT
ELEVATION | ELEVATION | CLADDING | WOOD | REPLACE | INSULATION BOARD | THICKNESS: 1” | FULL REPLACEMENT | SQ FT
ELEVATION | ELEVATION | CLADDING | WOOD | REPLACE | INSULATION BOARD | THICKNESS: 1.5” | PARTIAL REPLACEMENT | SQ FT
ELEVATION | ELEVATION | CLADDING | WOOD | REPLACE | INSULATION BOARD | THICKNESS: 1.5” | FULL REPLACEMENT | SQ FT
ELEVATION | ELEVATION | CLADDING | WOOD | REPLACE | INSULATION BOARD | THICKNESS: 2“ | PARTIAL REPLACEMENT | SQ FT
ELEVATION | ELEVATION | CLADDING | WOOD | REPLACE | INSULATION BOARD | THICKNESS: 2“ | FULL REPLACEMENT | SQ FT
ELEVATION | ELEVATION | CLADDING | WOOD | REPLACE | STRUCTURAL SHEATHING | MATERIAL: CDX | THICKNESS: 5/16 | SQ FT
ELEVATION | ELEVATION | CLADDING | WOOD | REPLACE | STRUCTURAL SHEATHING | MATERIAL: CDX | THICKNESS: 3/8 | SQ FT
ELEVATION | ELEVATION | CLADDING | WOOD | REPLACE | STRUCTURAL SHEATHING | MATERIAL: CDX | THICKNESS: ½ | SQ FT
ELEVATION | ELEVATION | CLADDING | WOOD | REPLACE | STRUCTURAL SHEATHING | MATERIAL: CDX | THICKNESS: 5/8 | SQ FT
ELEVATION | ELEVATION | CLADDING | WOOD | REPLACE | STRUCTURAL SHEATHING | MATERIAL: CDX | THICKNESS: ¾ | SQ FT
ELEVATION | ELEVATION | CLADDING | WOOD | REPLACE | STRUCTURAL SHEATHING | MATERIAL: CDX | THICKNESS: 1” | SQ FT
ELEVATION | ELEVATION | CLADDING | WOOD | REPLACE | STRUCTURAL SHEATHING | MATERIAL: CDX | THICKNESS: 1.5” | SQ FT
ELEVATION | ELEVATION | CLADDING | WOOD | REPLACE | STRUCTURAL SHEATHING | MATERIAL: CDX | THICKNESS: 2” | SQ FT
ELEVATION | ELEVATION | CLADDING | WOOD | REPLACE | STRUCTURAL SHEATHING | MATERIAL: CDX | THICKNESS: OTHER | SQ FT
ELEVATION | ELEVATION | CLADDING | WOOD | REPLACE | STRUCTURAL SHEATHING | MATERIAL: OSB | THICKNESS: 5/16 | SQ FT
ELEVATION | ELEVATION | CLADDING | WOOD | REPLACE | STRUCTURAL SHEATHING | MATERIAL: OSB | THICKNESS: 3/8 | SQ FT
ELEVATION | ELEVATION | CLADDING | WOOD | REPLACE | STRUCTURAL SHEATHING | MATERIAL: OSB | THICKNESS: ½ | SQ FT
ELEVATION | ELEVATION | CLADDING | WOOD | REPLACE | STRUCTURAL SHEATHING | MATERIAL: OSB | THICKNESS: 5/8 | SQ FT
ELEVATION | ELEVATION | CLADDING | WOOD | REPLACE | STRUCTURAL SHEATHING | MATERIAL: OSB | THICKNESS: ¾ | SQ FT
ELEVATION | ELEVATION | CLADDING | WOOD | REPLACE | STRUCTURAL SHEATHING | MATERIAL: OSB | THICKNESS: 1” | SQ FT
ELEVATION | ELEVATION | CLADDING | WOOD | REPLACE | STRUCTURAL SHEATHING | MATERIAL: OSB | THICKNESS: 1.5” | SQ FT
ELEVATION | ELEVATION | CLADDING | WOOD | REPLACE | STRUCTURAL SHEATHING | MATERIAL: OSB | THICKNESS: 2” | SQ FT
ELEVATION | ELEVATION | CLADDING | WOOD | REPLACE | STRUCTURAL SHEATHING | MATERIAL: OSB | THICKNESS: OTHER | SQ FT
ELEVATION | ELEVATION | CLADDING | WOOD | REPLACE | STRUCTURAL SHEATHING | MATERIAL: RIGID FOAM BOARD | THICKNESS: 5/16 | SQ FT
ELEVATION | ELEVATION | CLADDING | WOOD | REPLACE | STRUCTURAL SHEATHING | MATERIAL: RIGID FOAM BOARD | THICKNESS: 3/8 | SQ FT
ELEVATION | ELEVATION | CLADDING | WOOD | REPLACE | STRUCTURAL SHEATHING | MATERIAL: RIGID FOAM BOARD | THICKNESS: ½ | SQ FT
ELEVATION | ELEVATION | CLADDING | WOOD | REPLACE | STRUCTURAL SHEATHING | MATERIAL: RIGID FOAM BOARD | THICKNESS: 5/8 | SQ FT
ELEVATION | ELEVATION | CLADDING | WOOD | REPLACE | STRUCTURAL SHEATHING | MATERIAL: RIGID FOAM BOARD | THICKNESS: ¾ | SQ FT
ELEVATION | ELEVATION | CLADDING | WOOD | REPLACE | STRUCTURAL SHEATHING | MATERIAL: RIGID FOAM BOARD | THICKNESS: 1” | SQ FT
ELEVATION | ELEVATION | CLADDING | WOOD | REPLACE | STRUCTURAL SHEATHING | MATERIAL: RIGID FOAM BOARD | THICKNESS: 1.5” | SQ FT
ELEVATION | ELEVATION | CLADDING | WOOD | REPLACE | STRUCTURAL SHEATHING | MATERIAL: RIGID FOAM BOARD | THICKNESS: 2” | SQ FT
ELEVATION | ELEVATION | CLADDING | WOOD | REPLACE | STRUCTURAL SHEATHING | MATERIAL: RIGID FOAM BOARD | THICKNESS: OTHER | SQ FT
ELEVATION | ELEVATION | CLADDING | WOOD | REPLACE | STRUCTURAL SHEATHING | MATERIAL: FIBER BOARD | THICKNESS: 5/16 | SQ FT
ELEVATION | ELEVATION | CLADDING | WOOD | REPLACE | STRUCTURAL SHEATHING | MATERIAL: FIBER BOARD | THICKNESS: 3/8 | SQ FT
ELEVATION | ELEVATION | CLADDING | WOOD | REPLACE | STRUCTURAL SHEATHING | MATERIAL: FIBER BOARD | THICKNESS: ½ | SQ FT
ELEVATION | ELEVATION | CLADDING | WOOD | REPLACE | STRUCTURAL SHEATHING | MATERIAL: FIBER BOARD | THICKNESS: 5/8 | SQ FT
ELEVATION | ELEVATION | CLADDING | WOOD | REPLACE | STRUCTURAL SHEATHING | MATERIAL: FIBER BOARD | THICKNESS: ¾ | SQ FT
ELEVATION | ELEVATION | CLADDING | WOOD | REPLACE | STRUCTURAL SHEATHING | MATERIAL: FIBER BOARD | THICKNESS: 1” | SQ FT
ELEVATION | ELEVATION | CLADDING | WOOD | REPLACE | STRUCTURAL SHEATHING | MATERIAL: FIBER BOARD | THICKNESS: 1.5” | SQ FT
ELEVATION | ELEVATION | CLADDING | WOOD | REPLACE | STRUCTURAL SHEATHING | MATERIAL: FIBER BOARD | THICKNESS: 2” | SQ FT
ELEVATION | ELEVATION | CLADDING | WOOD | REPLACE | STRUCTURAL SHEATHING | MATERIAL: FIBER BOARD | THICKNESS: OTHER | SQ FT
ELEVATION | ELEVATION | CLADDING | LEVEL 1: BRICK; LEVEL 2: DETACH AND RESET; LEVEL 3: SQ FT
ELEVATION | ELEVATION | CLADDING | LEVEL 1: BRICK; LEVEL 2: REPAIR; LEVEL 3: REPOINT; LEVEL 4: SQ FT
ELEVATION | ELEVATION | CLADDING | LEVEL 1: BRICK; LEVEL 2: REPAIR; LEVEL 3: PARTIAL REPLACEMENT; LEVEL 4: SQ FT
ELEVATION | ELEVATION | CLADDING | LEVEL 1: BRICK; LEVEL 2: REPAIR; LEVEL 3: PARTIAL REPLACEMENT; LEVEL 4: SQUARE FT TO BE SALVAGED
ELEVATION | ELEVATION | CLADDING | LEVEL 1: BRICK; LEVEL 2: REPLACE; LEVEL 3: VENEER; LEVEL 4: GRADE OF BRICK: STANDARD; LEVEL 5: SQ FT
ELEVATION | ELEVATION | CLADDING | LEVEL 1: BRICK; LEVEL 2: REPLACE; LEVEL 3: VENEER; LEVEL 4: GRADE OF BRICK: HIGH; LEVEL 5: SQ FT
ELEVATION | ELEVATION | CLADDING | LEVEL 1: BRICK; LEVEL 2: REPLACE; LEVEL 3: VENEER; LEVEL 4: GRADE OF BRICK: PREMIUM; LEVEL 5: SQ FT
ELEVATION | ELEVATION | CLADDING | LEVEL 1: BRICK; LEVEL 2: REPLACE; LEVEL 3: VENEER; LEVEL 4: SQUARE FT TO BE SALVAGED
ELEVATION | ELEVATION | CLADDING | LEVEL 1: BRICK; LEVEL 2: REPLACE; LEVEL 3: VENEER; LEVEL 4: INSTALLATION PATTERN: HERRINGBONE; LEVEL 5: SQ FT
ELEVATION | ELEVATION | CLADDING | LEVEL 1: BRICK; LEVEL 2: REPLACE; LEVEL 3: VENEER; LEVEL 4: INSTALLATION PATTERN: BASKET WEAVE; LEVEL 5: SQ FT
ELEVATION | ELEVATION | CLADDING | LEVEL 1: BRICK; LEVEL 2: REPLACE; LEVEL 3: VENEER; LEVEL 4: INSTALLATION PATTERN: STACKED BOND; LEVEL 5: SQ FT
ELEVATION | ELEVATION | CLADDING | LEVEL 1: BRICK; LEVEL 2: REPLACE; LEVEL 3: VENEER; LEVEL 4: INSTALLATION PATTERN: ROWLOCK; LEVEL 5: LINEAR FOOTAGE
ELEVATION | ELEVATION | CLADDING | LEVEL 1: BRICK; LEVEL 2: REPLACE; LEVEL 3: VENEER; LEVEL 4: INSTALLATION PATTERN: SAILOR; LEVEL 5: LINEAR FOOTAGE
ELEVATION | ELEVATION | CLADDING | LEVEL 1: BRICK; LEVEL 2: REPLACE; LEVEL 3: VENEER; LEVEL 4: INSTALLATION PATTERN: SOLDIER; LEVEL 5: LINEAR FOOTAGE
ELEVATION | ELEVATION | CLADDING | BRICK | REPLACE | VENEER | HOUSE WRAP | FELT | SQ FT
ELEVATION | ELEVATION | CLADDING | BRICK | REPLACE | VENEER | HOUSE WRAP | SYNTHETIC | SQ FT
ELEVATION | ELEVATION | CLADDING | BRICK | REPLACE | VENEER | WALL SHEATHING | MATERIAL: CDX | THICKNESS: 5/16 | SQ FT
ELEVATION | ELEVATION | CLADDING | BRICK | REPLACE | VENEER | WALL SHEATHING | MATERIAL: CDX | THICKNESS: 3/8 | SQ FT
ELEVATION | ELEVATION | CLADDING | BRICK | REPLACE | VENEER | WALL SHEATHING | MATERIAL: CDX | THICKNESS: ½ | SQ FT
ELEVATION | ELEVATION | CLADDING | BRICK | REPLACE | VENEER | WALL SHEATHING | MATERIAL: CDX | THICKNESS: 5/8 | SQ FT
ELEVATION | ELEVATION | CLADDING | BRICK | REPLACE | VENEER | WALL SHEATHING | MATERIAL: CDX | THICKNESS: ¾ | SQ FT
ELEVATION | ELEVATION | CLADDING | BRICK | REPLACE | VENEER | WALL SHEATHING | MATERIAL: CDX | THICKNESS: 1” | SQ FT
ELEVATION | ELEVATION | CLADDING | BRICK | REPLACE | VENEER | WALL SHEATHING | MATERIAL: CDX | THICKNESS: 1½” | SQ FT
ELEVATION | ELEVATION | CLADDING | BRICK | REPLACE | VENEER | WALL SHEATHING | MATERIAL: CDX | THICKNESS: 2” | SQ FT
ELEVATION | ELEVATION | CLADDING | BRICK | REPLACE | VENEER | WALL SHEATHING | MATERIAL: OSB | THICKNESS: 5/16 | SQ FT
ELEVATION | ELEVATION | CLADDING | BRICK | REPLACE | VENEER | WALL SHEATHING | MATERIAL: OSB | THICKNESS: 3/8 | SQ FT
ELEVATION | ELEVATION | CLADDING | BRICK | REPLACE | VENEER | WALL SHEATHING | MATERIAL: OSB | THICKNESS: ½ | SQ FT
ELEVATION | ELEVATION | CLADDING | BRICK | REPLACE | VENEER | WALL SHEATHING | MATERIAL: OSB | THICKNESS: 5/8 | SQ FT
ELEVATION | ELEVATION | CLADDING | BRICK | REPLACE | VENEER | WALL SHEATHING | MATERIAL: OSB | THICKNESS: ¾ | SQ FT
ELEVATION | ELEVATION | CLADDING | BRICK | REPLACE | VENEER | WALL SHEATHING | MATERIAL: OSB | THICKNESS: 1” | SQ FT
ELEVATION | ELEVATION | CLADDING | BRICK | REPLACE | VENEER | WALL SHEATHING | MATERIAL: OSB | THICKNESS: 1½” | SQ FT
ELEVATION | ELEVATION | CLADDING | BRICK | REPLACE | VENEER | WALL SHEATHING | MATERIAL: OSB | THICKNESS: 2” | SQ FT
ELEVATION | ELEVATION | CLADDING | BRICK | REPLACE | VENEER | WALL SHEATHING | MATERIAL: RIGID FOAM BOARD | THICKNESS: 5/16 | SQ FT
ELEVATION | ELEVATION | CLADDING | BRICK | REPLACE | VENEER | WALL SHEATHING | MATERIAL: RIGID FOAM BOARD | THICKNESS: 3/8 | SQ FT
ELEVATION | ELEVATION | CLADDING | BRICK | REPLACE | VENEER | WALL SHEATHING | MATERIAL: RIGID FOAM BOARD | THICKNESS: ½ | SQ FT
ELEVATION | ELEVATION | CLADDING | BRICK | REPLACE | VENEER | WALL SHEATHING | MATERIAL: RIGID FOAM BOARD | THICKNESS: 5/8 | SQ FT
ELEVATION | ELEVATION | CLADDING | BRICK | REPLACE | VENEER | WALL SHEATHING | MATERIAL: RIGID FOAM BOARD | THICKNESS: ¾ | SQ FT
ELEVATION | ELEVATION | CLADDING | BRICK | REPLACE | VENEER | WALL SHEATHING | MATERIAL: RIGID FOAM BOARD | THICKNESS: 1” | SQ FT
ELEVATION | ELEVATION | CLADDING | BRICK | REPLACE | VENEER | WALL SHEATHING | MATERIAL: RIGID FOAM BOARD | THICKNESS: 1½” | SQ FT
ELEVATION | ELEVATION | CLADDING | BRICK | REPLACE | VENEER | WALL SHEATHING | MATERIAL: RIGID FOAM BOARD | THICKNESS: 2” | SQ FT
ELEVATION | ELEVATION | CLADDING | BRICK | REPLACE | VENEER | WALL SHEATHING | MATERIAL: FIBER BOARD | THICKNESS: 5/16 | SQ FT
ELEVATION | ELEVATION | CLADDING | BRICK | REPLACE | VENEER | WALL SHEATHING | MATERIAL: FIBER BOARD | THICKNESS: 3/8 | SQ FT
ELEVATION | ELEVATION | CLADDING | BRICK | REPLACE | VENEER | WALL SHEATHING | MATERIAL: FIBER BOARD | THICKNESS: ½ | SQ FT
ELEVATION | ELEVATION | CLADDING | BRICK | REPLACE | VENEER | WALL SHEATHING | MATERIAL: FIBER BOARD | THICKNESS: 5/8 | SQ FT
ELEVATION | ELEVATION | CLADDING | BRICK | REPLACE | VENEER | WALL SHEATHING | MATERIAL: FIBER BOARD | THICKNESS: ¾ | SQ FT
ELEVATION | ELEVATION | CLADDING | BRICK | REPLACE | VENEER | WALL SHEATHING | MATERIAL: FIBER BOARD | THICKNESS: 1” | SQ FT
ELEVATION | ELEVATION | CLADDING | BRICK | REPLACE | VENEER | WALL SHEATHING | MATERIAL: FIBER BOARD | THICKNESS: 1½” | SQ FT
ELEVATION | ELEVATION | CLADDING | BRICK | REPLACE | VENEER | WALL SHEATHING | MATERIAL: FIBER BOARD | THICKNESS: 2” | SQ FT
ELEVATION | ELEVATION | CLADDING | BRICK | REPLACE | VENEER | LIGHT FIXTURES | DETACH AND RESET | QUANTITY
ELEVATION | ELEVATION | CLADDING | BRICK | REPLACE | VENEER | LIGHT FIXTURES | REPLACE | QUANTITY
ELEVATION | ELEVATION | CLADDING | BRICK | REPLACE | VENEER | HVAC | DETACH AND RESET | QUANTITY
ELEVATION | ELEVATION | CLADDING | BRICK | REPLACE | VENEER | HVAC | REPLACE | QUANTITY
ELEVATION | ELEVATION | CLADDING | LEVEL 1: BRICK; LEVEL 2: REPLACE; LEVEL 3: STRUCTURAL; LEVEL 4: SINGLE WYTHE
ELEVATION | ELEVATION | CLADDING | LEVEL 1: BRICK; LEVEL 2: REPLACE; LEVEL 3: STRUCTURAL; LEVEL 4: DOUBLE WYTHE
ELEVATION | ELEVATION | CLADDING | LEVEL 1: BRICK; LEVEL 2: REPLACE; LEVEL 3: STRUCTURAL; LEVEL 4: TRIPLE WYTHE
ELEVATION | ELEVATION | CLADDING | BRICK | REPLACE | STRUCTURAL | INTERIOR FINISH: DIRECT PLASTER | # COATS: 1 | SQ FT
ELEVATION | ELEVATION | CLADDING | BRICK | REPLACE | STRUCTURAL | INTERIOR FINISH: DIRECT PLASTER | # COATS: 2 | SQ FT
ELEVATION | ELEVATION | CLADDING | BRICK | REPLACE | STRUCTURAL | INTERIOR FINISH: DIRECT PLASTER | # COATS: 3 | SQ FT
ELEVATION | ELEVATION | CLADDING | BRICK | REPLACE | STRUCTURAL | INTERIOR FINISH: DIRECT PLASTER | PAINTED | SQ FT
ELEVATION | ELEVATION | CLADDING | BRICK | REPLACE | STRUCTURAL | INTERIOR FINISH: DRYWALL WITH FRAMING | RIGID INSULATION | THICKNESS: 1"
ELEVATION | ELEVATION | CLADDING | BRICK | REPLACE | STRUCTURAL | INTERIOR FINISH: DRYWALL WITH FRAMING | RIGID INSULATION | THICKNESS: 2"
ELEVATION | ELEVATION | CLADDING | BRICK | REPLACE | STRUCTURAL | INTERIOR FINISH: DRYWALL WITH FRAMING | RIGID INSULATION | THICKNESS: 3"
ELEVATION | ELEVATION | CLADDING | BRICK | REPLACE | STRUCTURAL | INTERIOR FINISH: DRYWALL WITH FRAMING | RIGID INSULATION | THICKNESS: 4”
ELEVATION | ELEVATION | CLADDING | BRICK | REPLACE | STRUCTURAL | INTERIOR FINISH: DRYWALL WITH FRAMING | BATT | UNFACED | THERMAL RATING: R6 | SQ FT
ELEVATION | ELEVATION | CLADDING | BRICK | REPLACE | STRUCTURAL | INTERIOR FINISH: DRYWALL WITH FRAMING | BATT | UNFACED | THERMAL RATING: R11 | SQ FT
ELEVATION | ELEVATION | CLADDING | BRICK | REPLACE | STRUCTURAL | INTERIOR FINISH: DRYWALL WITH FRAMING | BATT | UNFACED | THERMAL RATING: R12 | SQ FT
ELEVATION | ELEVATION | CLADDING | BRICK | REPLACE | STRUCTURAL | INTERIOR FINISH: DRYWALL WITH FRAMING | BATT | UNFACED | THERMAL RATING: R13 | SQ FT
ELEVATION | ELEVATION | CLADDING | BRICK | REPLACE | STRUCTURAL | INTERIOR FINISH: DRYWALL WITH FRAMING | BATT | UNFACED | THERMAL RATING: R19 | SQ FT
ELEVATION | ELEVATION | CLADDING | BRICK | REPLACE | STRUCTURAL | INTERIOR FINISH: DRYWALL WITH FRAMING | BATT | UNFACED | THERMAL RATING: R20 | SQ FT
ELEVATION | ELEVATION | CLADDING | BRICK | REPLACE | STRUCTURAL | INTERIOR FINISH: DRYWALL WITH FRAMING | BATT | UNFACED | THERMAL RATING: R21 | SQ FT
ELEVATION | ELEVATION | CLADDING | BRICK | REPLACE | STRUCTURAL | INTERIOR FINISH: DRYWALL WITH FRAMING | BATT | UNFACED | THERMAL RATING: R25 | SQ FT
ELEVATION | ELEVATION | CLADDING | BRICK | REPLACE | STRUCTURAL | INTERIOR FINISH: DRYWALL WITH FRAMING | BATT | UNFACED | THERMAL RATING: R30 | SQ FT
ELEVATION | ELEVATION | CLADDING | BRICK | REPLACE | STRUCTURAL | INTERIOR FINISH: DRYWALL WITH FRAMING | BATT | UNFACED | THERMAL RATING: R36 | SQ FT
ELEVATION | ELEVATION | CLADDING | BRICK | REPLACE | STRUCTURAL | INTERIOR FINISH: DRYWALL WITH FRAMING | BATT | FACED | THERMAL RATING: R6 | SQ FT
ELEVATION | ELEVATION | CLADDING | BRICK | REPLACE | STRUCTURAL | INTERIOR FINISH: DRYWALL WITH FRAMING | BATT | FACED | THERMAL RATING: R11 | SQ FT
ELEVATION | ELEVATION | CLADDING | BRICK | REPLACE | STRUCTURAL | INTERIOR FINISH: DRYWALL WITH FRAMING | BATT | FACED | THERMAL RATING: R12 | SQ FT
ELEVATION | ELEVATION | CLADDING | BRICK | REPLACE | STRUCTURAL | INTERIOR FINISH: DRYWALL WITH FRAMING | BATT | FACED | THERMAL RATING: R13 | SQ FT
ELEVATION | ELEVATION | CLADDING | BRICK | REPLACE | STRUCTURAL | INTERIOR FINISH: DRYWALL WITH FRAMING | BATT | FACED | THERMAL RATING: R19 | SQ FT
ELEVATION | ELEVATION | CLADDING | BRICK | REPLACE | STRUCTURAL | INTERIOR FINISH: DRYWALL WITH FRAMING | BATT | FACED | THERMAL RATING: R20 | SQ FT
ELEVATION | ELEVATION | CLADDING | BRICK | REPLACE | STRUCTURAL | INTERIOR FINISH: DRYWALL WITH FRAMING | BATT | FACED | THERMAL RATING: R21 | SQ FT
ELEVATION | ELEVATION | CLADDING | BRICK | REPLACE | STRUCTURAL | INTERIOR FINISH: DRYWALL WITH FRAMING | BATT | FACED | THERMAL RATING: R25 | SQ FT
ELEVATION | ELEVATION | CLADDING | BRICK | REPLACE | STRUCTURAL | INTERIOR FINISH: DRYWALL WITH FRAMING | BATT | FACED | THERMAL RATING: R30 | SQ FT
ELEVATION | ELEVATION | CLADDING | BRICK | REPLACE | STRUCTURAL | INTERIOR FINISH: DRYWALL WITH FRAMING | BATT | FACED | THERMAL RATING: R36 | SQ FT
ELEVATION | ELEVATION | CLADDING | BRICK | REPLACE | STRUCTURAL | INTERIOR FINISH: DRYWALL WITH FRAMING | SPRAY | THICKNESS: 4” OPEN CELL | SQ FT
ELEVATION | ELEVATION | CLADDING | BRICK | REPLACE | STRUCTURAL | INTERIOR FINISH: DRYWALL WITH FRAMING | SPRAY | THICKNESS: 6” OPEN CELL | SQ FT
ELEVATION | ELEVATION | CLADDING | BRICK | REPLACE | STRUCTURAL | INTERIOR FINISH: DRYWALL WITH FRAMING | BLOWN IN | FIBERGLASS | DEPTH: 6” | SQ FT
ELEVATION | ELEVATION | CLADDING | BRICK | REPLACE | STRUCTURAL | INTERIOR FINISH: DRYWALL WITH FRAMING | BLOWN IN | FIBERGLASS | DEPTH: 8” | SQ FT
ELEVATION | ELEVATION | CLADDING | BRICK | REPLACE | STRUCTURAL | INTERIOR FINISH: DRYWALL WITH FRAMING | BLOWN IN | FIBERGLASS | DEPTH: 10” | SQ FT
ELEVATION | ELEVATION | CLADDING | BRICK | REPLACE | STRUCTURAL | INTERIOR FINISH: DRYWALL WITH FRAMING | BLOWN IN | FIBERGLASS | DEPTH: 12” | SQ FT
ELEVATION | ELEVATION | CLADDING | BRICK | REPLACE | STRUCTURAL | INTERIOR FINISH: DRYWALL WITH FRAMING | BLOWN IN | FIBERGLASS | DEPTH: 14” | SQ FT
ELEVATION | ELEVATION | CLADDING | BRICK | REPLACE | STRUCTURAL | INTERIOR FINISH: DRYWALL WITH FRAMING | BLOWN IN | FIBERGLASS | DEPTH: 16” | SQ FT
ELEVATION | ELEVATION | CLADDING | BRICK | REPLACE | STRUCTURAL | INTERIOR FINISH: DRYWALL WITH FRAMING | BLOWN IN | FIBERGLASS | DEPTH: 18” | SQ FT
ELEVATION | ELEVATION | CLADDING | BRICK | REPLACE | STRUCTURAL | INTERIOR FINISH: DRYWALL WITH FRAMING | BLOWN IN | FIBERGLASS | DEPTH: 20" | SQ FT
ELEVATION | ELEVATION | CLADDING | BRICK | REPLACE | STRUCTURAL | INTERIOR FINISH: DRYWALL WITH FRAMING | BLOWN IN | FIBERGLASS | DEPTH: 24” | SQ FT
ELEVATION | ELEVATION | CLADDING | BRICK | REPLACE | STRUCTURAL | INTERIOR FINISH: DRYWALL WITH FRAMING | BLOWN IN | CELLULOSE | DEPTH: 6” | SQ FT
ELEVATION | ELEVATION | CLADDING | BRICK | REPLACE | STRUCTURAL | INTERIOR FINISH: DRYWALL WITH FRAMING | BLOWN IN | CELLULOSE | DEPTH: 8” | SQ FT
ELEVATION | ELEVATION | CLADDING | BRICK | REPLACE | STRUCTURAL | INTERIOR FINISH: DRYWALL WITH FRAMING | BLOWN IN | CELLULOSE | DEPTH: 10” | SQ FT
ELEVATION | ELEVATION | CLADDING | BRICK | REPLACE | STRUCTURAL | INTERIOR FINISH: DRYWALL WITH FRAMING | BLOWN IN | CELLULOSE | DEPTH: 12” | SQ FT
ELEVATION | ELEVATION | CLADDING | BRICK | REPLACE | STRUCTURAL | INTERIOR FINISH: DRYWALL WITH FRAMING | BLOWN IN | CELLULOSE | DEPTH: 14” | SQ FT
ELEVATION | ELEVATION | CLADDING | BRICK | REPLACE | STRUCTURAL | INTERIOR FINISH: DRYWALL WITH FRAMING | BLOWN IN | CELLULOSE | DEPTH: 16” | SQ FT
ELEVATION | ELEVATION | CLADDING | BRICK | REPLACE | STRUCTURAL | INTERIOR FINISH: DRYWALL WITH FRAMING | BLOWN IN | CELLULOSE | DEPTH: 18” | SQ FT
ELEVATION | ELEVATION | CLADDING | BRICK | REPLACE | STRUCTURAL | INTERIOR FINISH: DRYWALL WITH FRAMING | BLOWN IN | CELLULOSE | DEPTH: 20" | SQ FT
ELEVATION | ELEVATION | CLADDING | BRICK | REPLACE | STRUCTURAL | INTERIOR FINISH: DRYWALL WITH FRAMING | BLOWN IN | CELLULOSE | DEPTH: 24” | SQ FT
ELEVATION | ELEVATION | CLADDING | BRICK | REPLACE | STRUCTURAL | INTERIOR FINISH: DRYWALL WITH FRAMING | NO RIGID INSULATION | FRAMING: STEEL
ELEVATION | ELEVATION | CLADDING | BRICK | REPLACE | STRUCTURAL | INTERIOR FINISH: DRYWALL WITH FRAMING | NO RIGID INSULATION | FRAMING: WOOD | 2X4
ELEVATION | ELEVATION | CLADDING | BRICK | REPLACE | STRUCTURAL | INTERIOR FINISH: DRYWALL WITH FRAMING | NO RIGID INSULATION | FRAMING: WOOD | 2X6
ELEVATION | ELEVATION | CLADDING | BRICK | REPLACE | STRUCTURAL | INTERIOR FINISH: DRYWALL WITH FRAMING | NO RIGID INSULATION | FRAMING: WOOD | 2X8
ELEVATION | ELEVATION | CLADDING | BRICK | REPLACE | STRUCTURAL | INTERIOR FINISH: DRYWALL WITH FRAMING | NO RIGID INSULATION | FRAMING: FURRING STRIPS
ELEVATION | ELEVATION | CLADDING | BRICK | REPLACE | STRUCTURAL | INTERIOR FINISH: DRYWALL WITH FRAMING | BASEBOARD | SIZE: 2" | PAINTED | SQ FT
ELEVATION | ELEVATION | CLADDING | BRICK | REPLACE | STRUCTURAL | INTERIOR FINISH: DRYWALL WITH FRAMING | BASEBOARD | SIZE: 2" | STAINED | SQ FT
ELEVATION | ELEVATION | CLADDING | BRICK | REPLACE | STRUCTURAL | INTERIOR FINISH: DRYWALL WITH FRAMING | BASEBOARD | SIZE: 2" | PREFINISHED | SQ FT
ELEVATION | ELEVATION | CLADDING | BRICK | REPLACE | STRUCTURAL | INTERIOR FINISH: DRYWALL WITH FRAMING | BASEBOARD | SIZE: 3" | PAINTED | SQ FT
ELEVATION | ELEVATION | CLADDING | BRICK | REPLACE | STRUCTURAL | INTERIOR FINISH: DRYWALL WITH FRAMING | BASEBOARD | SIZE: 3" | STAINED | SQ FT
ELEVATION | ELEVATION | CLADDING | BRICK | REPLACE | STRUCTURAL | INTERIOR FINISH: DRYWALL WITH FRAMING | BASEBOARD | SIZE: 3" | PREFINISHED | SQ FT
ELEVATION | ELEVATION | CLADDING | BRICK | REPLACE | STRUCTURAL | INTERIOR FINISH: DRYWALL WITH FRAMING | BASEBOARD | SIZE: 4" | PAINTED | SQ FT
ELEVATION | ELEVATION | CLADDING | BRICK | REPLACE | STRUCTURAL | INTERIOR FINISH: DRYWALL WITH FRAMING | BASEBOARD | SIZE: 4" | STAINED | SQ FT
ELEVATION | ELEVATION | CLADDING | BRICK | REPLACE | STRUCTURAL | INTERIOR FINISH: DRYWALL WITH FRAMING | BASEBOARD | SIZE: 4" | PREFINISHED | SQ FT
ELEVATION | ELEVATION | CLADDING | BRICK | REPLACE | STRUCTURAL | INTERIOR FINISH: DRYWALL WITH FRAMING | BASEBOARD | SIZE: 5" | PAINTED | SQ FT
ELEVATION | ELEVATION | CLADDING | BRICK | REPLACE | STRUCTURAL | INTERIOR FINISH: DRYWALL WITH FRAMING | BASEBOARD | SIZE: 5" | STAINED | SQ FT
ELEVATION | ELEVATION | CLADDING | BRICK | REPLACE | STRUCTURAL | INTERIOR FINISH: DRYWALL WITH FRAMING | BASEBOARD | SIZE: 5" | PREFINISHED | SQ FT
ELEVATION | ELEVATION | CLADDING | BRICK | REPLACE | STRUCTURAL | INTERIOR FINISH: DRYWALL WITH FRAMING | BASEBOARD | SIZE: 6" | PAINTED | SQ FT
ELEVATION | ELEVATION | CLADDING | BRICK | REPLACE | STRUCTURAL | INTERIOR FINISH: DRYWALL WITH FRAMING | BASEBOARD | SIZE: 6" | STAINED | SQ FT
ELEVATION | ELEVATION | CLADDING | BRICK | REPLACE | STRUCTURAL | INTERIOR FINISH: DRYWALL WITH FRAMING | BASEBOARD | SIZE: 6" | PREFINISHED | SQ FT
ELEVATION | ELEVATION | CLADDING | BRICK | REPLACE | STRUCTURAL | INTERIOR FINISH: DRYWALL WITH FRAMING | BASEBOARD | SIZE: 7" | PAINTED | SQ FT
ELEVATION | ELEVATION | CLADDING | BRICK | REPLACE | STRUCTURAL | INTERIOR FINISH: DRYWALL WITH FRAMING | BASEBOARD | SIZE: 7" | STAINED | SQ FT
ELEVATION | ELEVATION | CLADDING | BRICK | REPLACE | STRUCTURAL | INTERIOR FINISH: DRYWALL WITH FRAMING | BASEBOARD | SIZE: 7" | PREFINISHED | SQ FT
ELEVATION | ELEVATION | CLADDING | BRICK | REPLACE | STRUCTURAL | INTERIOR FINISH: DRYWALL WITH FRAMING | BASEBOARD | SIZE: 8" | PAINTED | SQ FT
ELEVATION | ELEVATION | CLADDING | BRICK | REPLACE | STRUCTURAL | INTERIOR FINISH: DRYWALL WITH FRAMING | BASEBOARD | SIZE: 8" | STAINED | SQ FT
ELEVATION | ELEVATION | CLADDING | BRICK | REPLACE | STRUCTURAL | INTERIOR FINISH: DRYWALL WITH FRAMING | BASEBOARD | SIZE: 8" | PREFINISHED | SQ FT
ELEVATION | ELEVATION | CLADDING | BRICK | REPLACE | STRUCTURAL | INTERIOR FINISH: DRYWALL WITH FRAMING | BASEBOARD | SIZE: 9" | PAINTED | SQ FT
ELEVATION | ELEVATION | CLADDING | BRICK | REPLACE | STRUCTURAL | INTERIOR FINISH: DRYWALL WITH FRAMING | BASEBOARD | SIZE: 9" | STAINED | SQ FT
ELEVATION | ELEVATION | CLADDING | BRICK | REPLACE | STRUCTURAL | INTERIOR FINISH: DRYWALL WITH FRAMING | BASEBOARD | SIZE: 9" | PREFINISHED | SQ FT
ELEVATION | ELEVATION | CLADDING | BRICK | REPLACE | STRUCTURAL | INTERIOR FINISH: DRYWALL WITH FRAMING | BASEBOARD | SIZE: 10” | PAINTED | SQ FT
ELEVATION | ELEVATION | CLADDING | BRICK | REPLACE | STRUCTURAL | INTERIOR FINISH: DRYWALL WITH FRAMING | BASEBOARD | SIZE: 10” | STAINED | SQ FT
ELEVATION | ELEVATION | CLADDING | BRICK | REPLACE | STRUCTURAL | INTERIOR FINISH: DRYWALL WITH FRAMING | BASEBOARD | SIZE: 10” | PREFINISHED | SQ FT
ELEVATION | ELEVATION | CLADDING | BRICK | REPLACE | STRUCTURAL | INTERIOR FINISH: DRYWALL WITH FRAMING | RUBBER COVE MOULDING | SIZE: 2" | SQ FT
ELEVATION | ELEVATION | CLADDING | BRICK | REPLACE | STRUCTURAL | INTERIOR FINISH: DRYWALL WITH FRAMING | RUBBER COVE MOULDING | SIZE: 3" | SQ FT
ELEVATION | ELEVATION | CLADDING | BRICK | REPLACE | STRUCTURAL | INTERIOR FINISH: DRYWALL WITH FRAMING | RUBBER COVE MOULDING | SIZE: 4" | SQ FT
ELEVATION | ELEVATION | CLADDING | BRICK | REPLACE | STRUCTURAL | INTERIOR FINISH: DRYWALL WITH FRAMING | RUBBER COVE MOULDING | SIZE: 5" | SQ FT
ELEVATION | ELEVATION | CLADDING | BRICK | REPLACE | STRUCTURAL | INTERIOR FINISH: DRYWALL WITH FRAMING | RUBBER COVE MOULDING | SIZE: 6" | SQ FT
ELEVATION | ELEVATION | CLADDING | BRICK | REPLACE | STRUCTURAL | INTERIOR FINISH: DRYWALL WITH FRAMING | RUBBER COVE MOULDING | SIZE: 7" | SQ FT
ELEVATION | ELEVATION | CLADDING | BRICK | REPLACE | STRUCTURAL | INTERIOR FINISH: DRYWALL WITH FRAMING | RUBBER COVE MOULDING | SIZE: 8" | SQ FT
ELEVATION | ELEVATION | CLADDING | BRICK | REPLACE | STRUCTURAL | INTERIOR FINISH: DRYWALL WITH FRAMING | RUBBER COVE MOULDING | SIZE: 9" | SQ FT
ELEVATION | ELEVATION | CLADDING | BRICK | REPLACE | STRUCTURAL | INTERIOR FINISH: DRYWALL WITH FRAMING | RUBBER COVE MOULDING | SIZE: 10" | SQ FT
ELEVATION | ELEVATION | CLADDING | BRICK | REPLACE | STRUCTURAL | INTERIOR FINISH: DRYWALL WITH FRAMING | TILE BASE MOLDING | SIZE: 2" | SQ FT
ELEVATION | ELEVATION | CLADDING | BRICK | REPLACE | STRUCTURAL | INTERIOR FINISH: DRYWALL WITH FRAMING | TILE BASE MOLDING | SIZE: 3" | SQ FT
ELEVATION | ELEVATION | CLADDING | BRICK | REPLACE | STRUCTURAL | INTERIOR FINISH: DRYWALL WITH FRAMING | TILE BASE MOLDING | SIZE: 4" | SQ FT
ELEVATION | ELEVATION | CLADDING | BRICK | REPLACE | STRUCTURAL | INTERIOR FINISH: DRYWALL WITH FRAMING | TILE BASE MOLDING | SIZE: 5" | SQ FT
ELEVATION | ELEVATION | CLADDING | BRICK | REPLACE | STRUCTURAL | INTERIOR FINISH: DRYWALL WITH FRAMING | TILE BASE MOLDING | SIZE: 6" | SQ FT
ELEVATION | ELEVATION | CLADDING | BRICK | REPLACE | STRUCTURAL | INTERIOR FINISH: DRYWALL WITH FRAMING | TILE BASE MOLDING | SIZE: 7" | SQ FT
ELEVATION | ELEVATION | CLADDING | BRICK | REPLACE | STRUCTURAL | INTERIOR FINISH: DRYWALL WITH FRAMING | TILE BASE MOLDING | SIZE: 8" | SQ FT
ELEVATION | ELEVATION | CLADDING | BRICK | REPLACE | STRUCTURAL | INTERIOR FINISH: DRYWALL WITH FRAMING | TILE BASE MOLDING | SIZE: 9" | SQ FT
ELEVATION | ELEVATION | CLADDING | BRICK | REPLACE | STRUCTURAL | INTERIOR FINISH: DRYWALL WITH FRAMING | TILE BASE MOLDING | SIZE: 10" | SQ FT
ELEVATION | ELEVATION | CLADDING | LEVEL 1: FIBER CEMENT; LEVEL 2: DETACH AND RESET; LEVEL 3: SQ FT
ELEVATION | ELEVATION | CLADDING | LEVEL 1: FIBER CEMENT; LEVEL 2: DETACH AND RESET; LEVEL 3: PAINT; LEVEL 4: SQ FT
ELEVATION | ELEVATION | CLADDING | LEVEL 1: FIBER CEMENT; LEVEL 2: REPAIR; LEVEL 3: REPLACEMENT OF SIDING; LEVEL 4: SQ FT
ELEVATION | ELEVATION | CLADDING | LEVEL 1: FIBER CEMENT; LEVEL 2: REPAIR; LEVEL 3: PRESSURE WASHING; LEVEL 4: SQ FT
ELEVATION | ELEVATION | CLADDING | LEVEL 1: FIBER CEMENT; LEVEL 2: REPAIR; LEVEL 3: TOTAL SQ FOOTAGE TO BE PAINTED
ELEVATION | ELEVATION | CLADDING | LEVEL 1: FIBER CEMENT; LEVEL 2: REPAIR; LEVEL 3: TRIM DAMAGE; LEVEL 4: TRIM FINISH: PAINT; LEVEL 5: SAME COLOR AS BODY
ELEVATION | ELEVATION | CLADDING | LEVEL 1: FIBER CEMENT; LEVEL 2: REPAIR; LEVEL 3: TRIM DAMAGE; LEVEL 4: TRIM FINISH: PAINT; LEVEL 5: SEPARATE COLOR
ELEVATION | ELEVATION | CLADDING | FIBER CEMENT | REPAIR | TRIM DAMAGE | TRIM FINISH: ALUMINUM WRAPPED | WINDOW SIZE(S): SMALL(3-11SQ FT) | QUANTITY
ELEVATION | ELEVATION | CLADDING | FIBER CEMENT | REPAIR | TRIM DAMAGE | TRIM FINISH: ALUMINUM WRAPPED | WINDOW SIZE(S): MID (12-23 SQ FT) | QUANTITY
ELEVATION | ELEVATION | CLADDING | FIBER CEMENT | REPAIR | TRIM DAMAGE | TRIM FINISH: ALUMINUM WRAPPED | WINDOW SIZE(S): LARGE (24-32 SQ FT) | QUANTITY
ELEVATION | ELEVATION | CLADDING | FIBER CEMENT | REPAIR | TRIM DAMAGE | TRIM FINISH: ALUMINUM WRAPPED | WINDOW SIZE(S): XLARGE (33-40 SQ FT) | QUANTITY
ELEVATION | ELEVATION | CLADDING | LEVEL 1: FIBER CEMENT; LEVEL 2: REPLACE; LEVEL 3: TYPE: SHINGLE; LEVEL 4: SQ FT
ELEVATION | ELEVATION | CLADDING | LEVEL 1: FIBER CEMENT; LEVEL 2: REPLACE; LEVEL 3: TYPE: VERTICAL; LEVEL 4: SQ FT
ELEVATION | ELEVATION | CLADDING | LEVEL 1: FIBER CEMENT; LEVEL 2: REPLACE; LEVEL 3: TYPE: HORIZONTAL; LEVEL 4: SQ FT
ELEVATION | ELEVATION | CLADDING | LEVEL 1: FIBER CEMENT; LEVEL 2: REPLACE; LEVEL 3: TYPE: BOARD AND BATTEN; LEVEL 4: SQ FT
ELEVATION | ELEVATION | CLADDING | LEVEL 1: FIBER CEMENT; LEVEL 2: REPLACE; LEVEL 3: TRIM DAMAGE; LEVEL 4: TRIM FINISH: PAINT; LEVEL 5: SAME COLOR AS BODY
ELEVATION | ELEVATION | CLADDING | LEVEL 1: FIBER CEMENT; LEVEL 2: REPLACE; LEVEL 3: TRIM DAMAGE; LEVEL 4: TRIM FINISH: PAINT; LEVEL 5: SEPARATE COLOR
ELEVATION | ELEVATION | CLADDING | FIBER CEMENT | REPLACE | TRIM DAMAGE | TRIM FINISH: ALUMINUM WRAPPED | WINDOW SIZE(S): SMALL(3-11SQ FT) | QUANTITY
ELEVATION | ELEVATION | CLADDING | FIBER CEMENT | REPLACE | TRIM DAMAGE | TRIM FINISH: ALUMINUM WRAPPED | WINDOW SIZE(S): MID (12-23 SQ FT) | QUANTITY
ELEVATION | ELEVATION | CLADDING | FIBER CEMENT | REPLACE | TRIM DAMAGE | TRIM FINISH: ALUMINUM WRAPPED | WINDOW SIZE(S): LARGE (24-32 SQ FT) | QUANTITY
ELEVATION | ELEVATION | CLADDING | FIBER CEMENT | REPLACE | TRIM DAMAGE | TRIM FINISH: ALUMINUM WRAPPED | WINDOW SIZE(S): XLARGE (33-40 SQ FT) | QUANTITY
ELEVATION | ELEVATION | CLADDING | LEVEL 1: FIBER CEMENT; LEVEL 2: REPLACE; LEVEL 3: TRIM; LEVEL 4: REPLACE; LEVEL 5: LINEAR FOOTAGE
ELEVATION | ELEVATION | CLADDING | LEVEL 1: FIBER CEMENT; LEVEL 2: REPLACE; LEVEL 3: TRIM; LEVEL 4: DETACH AND RESET; LEVEL 5: LINEAR FOOTAGE
ELEVATION | ELEVATION | CLADDING | LEVEL 1: FIBER CEMENT; LEVEL 2: REPLACE; LEVEL 3: TRIM SECONDARY COLOUR; LEVEL 4: LINEAR FOOTAGE
ELEVATION | ELEVATION | CLADDING | LEVEL 1: FIBER CEMENT; LEVEL 2: REPLACE; LEVEL 3: SIZE: 1X2; LEVEL 4: FOOTAGE: 1X4 – 25’
ELEVATION | ELEVATION | CLADDING | LEVEL 1: FIBER CEMENT; LEVEL 2: REPLACE; LEVEL 3: SIZE: 1X2; LEVEL 4: FOOTAGE: 1X6 – 32’
ELEVATION | ELEVATION | CLADDING | LEVEL 1: FIBER CEMENT; LEVEL 2: REPLACE; LEVEL 3: SIZE: 1X4; LEVEL 4: FOOTAGE: 1X4 – 25’
ELEVATION | ELEVATION | CLADDING | LEVEL 1: FIBER CEMENT; LEVEL 2: REPLACE; LEVEL 3: SIZE: 1X4; LEVEL 4: FOOTAGE: 1X6 – 32’
ELEVATION | ELEVATION | CLADDING | LEVEL 1: FIBER CEMENT; LEVEL 2: REPLACE; LEVEL 3: SIZE: 1X6; LEVEL 4: FOOTAGE: 1X4 – 25’
ELEVATION | ELEVATION | CLADDING | LEVEL 1: FIBER CEMENT; LEVEL 2: REPLACE; LEVEL 3: SIZE: 1X6; LEVEL 4: FOOTAGE: 1X6 – 32’
ELEVATION | ELEVATION | CLADDING | LEVEL 1: FIBER CEMENT; LEVEL 2: REPLACE; LEVEL 3: SIZE: OTHER; LEVEL 4: FOOTAGE: 1X4 – 25’
ELEVATION | ELEVATION | CLADDING | LEVEL 1: FIBER CEMENT; LEVEL 2: REPLACE; LEVEL 3: SIZE: OTHER; LEVEL 4: FOOTAGE: 1X6 – 32’
ELEVATION | ELEVATION | CLADDING | LEVEL 1: FIBER CEMENT; LEVEL 2: REPLACE; LEVEL 3: PAINT SIDING; LEVEL 4: SQ FT
ELEVATION | ELEVATION | CLADDING | LEVEL 1: FIBER CEMENT; LEVEL 2: REPLACE; LEVEL 3: HOUSE WRAP; LEVEL 4: SYNTHETIC; LEVEL 5: SQ FT
ELEVATION | ELEVATION | CLADDING | LEVEL 1: FIBER CEMENT; LEVEL 2: REPLACE; LEVEL 3: HOUSE WRAP; LEVEL 4: FELT; LEVEL 5: SQ FT
ELEVATION | ELEVATION | CLADDING | FIBER CEMENT | REPLACE | STRUCTURAL SHEATHING | MATERIAL: CDX | THICKNESS: 5/16 | SQ FT
ELEVATION | ELEVATION | CLADDING | FIBER CEMENT | REPLACE | STRUCTURAL SHEATHING | MATERIAL: CDX | THICKNESS: 3/8 | SQ FT
ELEVATION | ELEVATION | CLADDING | FIBER CEMENT | REPLACE | STRUCTURAL SHEATHING | MATERIAL: CDX | THICKNESS: ½ | SQ FT
ELEVATION | ELEVATION | CLADDING | FIBER CEMENT | REPLACE | STRUCTURAL SHEATHING | MATERIAL: CDX | THICKNESS: 5/8 | SQ FT
ELEVATION | ELEVATION | CLADDING | FIBER CEMENT | REPLACE | STRUCTURAL SHEATHING | MATERIAL: CDX | THICKNESS: ¾ | SQ FT
ELEVATION | ELEVATION | CLADDING | FIBER CEMENT | REPLACE | STRUCTURAL SHEATHING | MATERIAL: CDX | THICKNESS: 1” | SQ FT
ELEVATION | ELEVATION | CLADDING | FIBER CEMENT | REPLACE | STRUCTURAL SHEATHING | MATERIAL: CDX | THICKNESS: 1.5” | SQ FT
ELEVATION | ELEVATION | CLADDING | FIBER CEMENT | REPLACE | STRUCTURAL SHEATHING | MATERIAL: CDX | THICKNESS: 2” | SQ FT
ELEVATION | ELEVATION | CLADDING | FIBER CEMENT | REPLACE | STRUCTURAL SHEATHING | MATERIAL: CDX | THICKNESS: OTHER | SQ FT
ELEVATION | ELEVATION | CLADDING | FIBER CEMENT | REPLACE | STRUCTURAL SHEATHING | MATERIAL: OSB | THICKNESS: 5/16 | SQ FT
ELEVATION | ELEVATION | CLADDING | FIBER CEMENT | REPLACE | STRUCTURAL SHEATHING | MATERIAL: OSB | THICKNESS: 3/8 | SQ FT
ELEVATION | ELEVATION | CLADDING | FIBER CEMENT | REPLACE | STRUCTURAL SHEATHING | MATERIAL: OSB | THICKNESS: ½ | SQ FT
ELEVATION | ELEVATION | CLADDING | FIBER CEMENT | REPLACE | STRUCTURAL SHEATHING | MATERIAL: OSB | THICKNESS: 5/8 | SQ FT
ELEVATION | ELEVATION | CLADDING | FIBER CEMENT | REPLACE | STRUCTURAL SHEATHING | MATERIAL: OSB | THICKNESS: ¾ | SQ FT
ELEVATION | ELEVATION | CLADDING | FIBER CEMENT | REPLACE | STRUCTURAL SHEATHING | MATERIAL: OSB | THICKNESS: 1” | SQ FT
ELEVATION | ELEVATION | CLADDING | FIBER CEMENT | REPLACE | STRUCTURAL SHEATHING | MATERIAL: OSB | THICKNESS: 1.5” | SQ FT
ELEVATION | ELEVATION | CLADDING | FIBER CEMENT | REPLACE | STRUCTURAL SHEATHING | MATERIAL: OSB | THICKNESS: 2” | SQ FT
ELEVATION | ELEVATION | CLADDING | FIBER CEMENT | REPLACE | STRUCTURAL SHEATHING | MATERIAL: OSB | THICKNESS: OTHER | SQ FT
ELEVATION | ELEVATION | CLADDING | FIBER CEMENT | REPLACE | STRUCTURAL SHEATHING | MATERIAL: RIGID FOAM BOARD | THICKNESS: 5/16 | SQ FT
ELEVATION | ELEVATION | CLADDING | FIBER CEMENT | REPLACE | STRUCTURAL SHEATHING | MATERIAL: RIGID FOAM BOARD | THICKNESS: 3/8 | SQ FT
ELEVATION | ELEVATION | CLADDING | FIBER CEMENT | REPLACE | STRUCTURAL SHEATHING | MATERIAL: RIGID FOAM BOARD | THICKNESS: ½ | SQ FT
ELEVATION | ELEVATION | CLADDING | FIBER CEMENT | REPLACE | STRUCTURAL SHEATHING | MATERIAL: RIGID FOAM BOARD | THICKNESS: 5/8 | SQ FT
ELEVATION | ELEVATION | CLADDING | FIBER CEMENT | REPLACE | STRUCTURAL SHEATHING | MATERIAL: RIGID FOAM BOARD | THICKNESS: ¾ | SQ FT
ELEVATION | ELEVATION | CLADDING | FIBER CEMENT | REPLACE | STRUCTURAL SHEATHING | MATERIAL: RIGID FOAM BOARD | THICKNESS: 1” | SQ FT
ELEVATION | ELEVATION | CLADDING | FIBER CEMENT | REPLACE | STRUCTURAL SHEATHING | MATERIAL: RIGID FOAM BOARD | THICKNESS: 1.5” | SQ FT
ELEVATION | ELEVATION | CLADDING | FIBER CEMENT | REPLACE | STRUCTURAL SHEATHING | MATERIAL: RIGID FOAM BOARD | THICKNESS: 2” | SQ FT
ELEVATION | ELEVATION | CLADDING | FIBER CEMENT | REPLACE | STRUCTURAL SHEATHING | MATERIAL: RIGID FOAM BOARD | THICKNESS: OTHER | SQ FT
ELEVATION | ELEVATION | CLADDING | FIBER CEMENT | REPLACE | STRUCTURAL SHEATHING | MATERIAL: FIBER BOARD | THICKNESS: 5/16 | SQ FT
ELEVATION | ELEVATION | CLADDING | FIBER CEMENT | REPLACE | STRUCTURAL SHEATHING | MATERIAL: FIBER BOARD | THICKNESS: 3/8 | SQ FT
ELEVATION | ELEVATION | CLADDING | FIBER CEMENT | REPLACE | STRUCTURAL SHEATHING | MATERIAL: FIBER BOARD | THICKNESS: ½ | SQ FT
ELEVATION | ELEVATION | CLADDING | FIBER CEMENT | REPLACE | STRUCTURAL SHEATHING | MATERIAL: FIBER BOARD | THICKNESS: 5/8 | SQ FT
ELEVATION | ELEVATION | CLADDING | FIBER CEMENT | REPLACE | STRUCTURAL SHEATHING | MATERIAL: FIBER BOARD | THICKNESS: ¾ | SQ FT
ELEVATION | ELEVATION | CLADDING | FIBER CEMENT | REPLACE | STRUCTURAL SHEATHING | MATERIAL: FIBER BOARD | THICKNESS: 1” | SQ FT
ELEVATION | ELEVATION | CLADDING | FIBER CEMENT | REPLACE | STRUCTURAL SHEATHING | MATERIAL: FIBER BOARD | THICKNESS: 1.5” | SQ FT
ELEVATION | ELEVATION | CLADDING | FIBER CEMENT | REPLACE | STRUCTURAL SHEATHING | MATERIAL: FIBER BOARD | THICKNESS: 2” | SQ FT
ELEVATION | ELEVATION | CLADDING | FIBER CEMENT | REPLACE | STRUCTURAL SHEATHING | MATERIAL: FIBER BOARD | THICKNESS: OTHER | SQ FT
ELEVATION | ELEVATION | CLADDING | LEVEL 1: FIBER CEMENT; LEVEL 2: REPLACE; LEVEL 3: LIGHT FIXTURES; LEVEL 4: DETACH AND RESET; LEVEL 5: QUANTITY
ELEVATION | ELEVATION | CLADDING | LEVEL 1: FIBER CEMENT; LEVEL 2: REPLACE; LEVEL 3: LIGHT FIXTURES; LEVEL 4: REPLACE; LEVEL 5: QUANTITY
ELEVATION | ELEVATION | CLADDING | LEVEL 1: FIBER CEMENT; LEVEL 2: REPLACE; LEVEL 3: HVAC VENT; LEVEL 4: DETACH AND RESET; LEVEL 5: QUANTITY
ELEVATION | ELEVATION | CLADDING | LEVEL 1: FIBER CEMENT; LEVEL 2: REPLACE; LEVEL 3: HVAC VENT; LEVEL 4: REPLACE; LEVEL 5: QUANTITY
ELEVATION | ELEVATION | CLADDING | LEVEL 1: STONE VENEER; LEVEL 2: DETACH AND RESET; LEVEL 3: SQ FT
ELEVATION | ELEVATION | CLADDING | LEVEL 1: STONE VENEER; LEVEL 2: REPAIR; LEVEL 3: REPOINT; LEVEL 4: SQ FT
ELEVATION | ELEVATION | CLADDING | LEVEL 1: STONE VENEER; LEVEL 2: PARTIAL REPLACEMENT; LEVEL 3: SQ FT
ELEVATION | ELEVATION | CLADDING | LEVEL 1: STONE VENEER; LEVEL 2: PARTIAL REPLACEMENT; LEVEL 3: SALVAGED AND RE-USED; LEVEL 4: SQ FT
ELEVATION | ELEVATION | CLADDING | LEVEL 1: STONE VENEER; LEVEL 2: REPLACE; LEVEL 3: FULL AREA (SQ FT)
ELEVATION | ELEVATION | CLADDING | LEVEL 1: STONE VENEER; LEVEL 2: REPLACE; LEVEL 3: SALVAGED AND RE-USED; LEVEL 4: SQ FT
ELEVATION | ELEVATION | CLADDING | STONE VENEER | REPLACE | TYPE: NATURAL STONE | WALL SHEATHING DAMAGED | MATERIAL: CDX | THICKNESS: 5/16 | SQ FT
ELEVATION | ELEVATION | CLADDING | STONE VENEER | REPLACE | TYPE: NATURAL STONE | WALL SHEATHING DAMAGED | MATERIAL: CDX | THICKNESS: 3/8 | SQ FT
ELEVATION | ELEVATION | CLADDING | STONE VENEER | REPLACE | TYPE: NATURAL STONE | WALL SHEATHING DAMAGED | MATERIAL: CDX | THICKNESS: ½ | SQ FT
ELEVATION | ELEVATION | CLADDING | STONE VENEER | REPLACE | TYPE: NATURAL STONE | WALL SHEATHING DAMAGED | MATERIAL: CDX | THICKNESS: 5/8 | SQ FT
ELEVATION | ELEVATION | CLADDING | STONE VENEER | REPLACE | TYPE: NATURAL STONE | WALL SHEATHING DAMAGED | MATERIAL: CDX | THICKNESS: ¾ | SQ FT
ELEVATION | ELEVATION | CLADDING | STONE VENEER | REPLACE | TYPE: NATURAL STONE | WALL SHEATHING DAMAGED | MATERIAL: CDX | THICKNESS: 1” | SQ FT
ELEVATION | ELEVATION | CLADDING | STONE VENEER | REPLACE | TYPE: NATURAL STONE | WALL SHEATHING DAMAGED | MATERIAL: CDX | THICKNESS: 1½” | SQ FT
ELEVATION | ELEVATION | CLADDING | STONE VENEER | REPLACE | TYPE: NATURAL STONE | WALL SHEATHING DAMAGED | MATERIAL: CDX | THICKNESS: 2” | SQ FT
ELEVATION | ELEVATION | CLADDING | STONE VENEER | REPLACE | TYPE: NATURAL STONE | WALL SHEATHING DAMAGED | MATERIAL: CDX | THICKNESS: OTHER | SQ FT
ELEVATION | ELEVATION | CLADDING | STONE VENEER | REPLACE | TYPE: NATURAL STONE | WALL SHEATHING DAMAGED | MATERIAL: OSB | THICKNESS: 5/16 | SQ FT
ELEVATION | ELEVATION | CLADDING | STONE VENEER | REPLACE | TYPE: NATURAL STONE | WALL SHEATHING DAMAGED | MATERIAL: OSB | THICKNESS: 3/8 | SQ FT
ELEVATION | ELEVATION | CLADDING | STONE VENEER | REPLACE | TYPE: NATURAL STONE | WALL SHEATHING DAMAGED | MATERIAL: OSB | THICKNESS: ½ | SQ FT
ELEVATION | ELEVATION | CLADDING | STONE VENEER | REPLACE | TYPE: NATURAL STONE | WALL SHEATHING DAMAGED | MATERIAL: OSB | THICKNESS: 5/8 | SQ FT
ELEVATION | ELEVATION | CLADDING | STONE VENEER | REPLACE | TYPE: NATURAL STONE | WALL SHEATHING DAMAGED | MATERIAL: OSB | THICKNESS: ¾ | SQ FT
ELEVATION | ELEVATION | CLADDING | STONE VENEER | REPLACE | TYPE: NATURAL STONE | WALL SHEATHING DAMAGED | MATERIAL: OSB | THICKNESS: 1” | SQ FT
ELEVATION | ELEVATION | CLADDING | STONE VENEER | REPLACE | TYPE: NATURAL STONE | WALL SHEATHING DAMAGED | MATERIAL: OSB | THICKNESS: 1½” | SQ FT
ELEVATION | ELEVATION | CLADDING | STONE VENEER | REPLACE | TYPE: NATURAL STONE | WALL SHEATHING DAMAGED | MATERIAL: OSB | THICKNESS: 2” | SQ FT
ELEVATION | ELEVATION | CLADDING | STONE VENEER | REPLACE | TYPE: NATURAL STONE | WALL SHEATHING DAMAGED | MATERIAL: OSB | THICKNESS: OTHER | SQ FT
ELEVATION | ELEVATION | CLADDING | STONE VENEER | REPLACE | TYPE: NATURAL STONE | WALL SHEATHING DAMAGED | MATERIAL: RIGID FOAM BOARD | THICKNESS: 5/16 | SQ FT
ELEVATION | ELEVATION | CLADDING | STONE VENEER | REPLACE | TYPE: NATURAL STONE | WALL SHEATHING DAMAGED | MATERIAL: RIGID FOAM BOARD | THICKNESS: 3/8 | SQ FT
ELEVATION | ELEVATION | CLADDING | STONE VENEER | REPLACE | TYPE: NATURAL STONE | WALL SHEATHING DAMAGED | MATERIAL: RIGID FOAM BOARD | THICKNESS: ½ | SQ FT
ELEVATION | ELEVATION | CLADDING | STONE VENEER | REPLACE | TYPE: NATURAL STONE | WALL SHEATHING DAMAGED | MATERIAL: RIGID FOAM BOARD | THICKNESS: 5/8 | SQ FT
ELEVATION | ELEVATION | CLADDING | STONE VENEER | REPLACE | TYPE: NATURAL STONE | WALL SHEATHING DAMAGED | MATERIAL: RIGID FOAM BOARD | THICKNESS: ¾ | SQ FT
ELEVATION | ELEVATION | CLADDING | STONE VENEER | REPLACE | TYPE: NATURAL STONE | WALL SHEATHING DAMAGED | MATERIAL: RIGID FOAM BOARD | THICKNESS: 1” | SQ FT
ELEVATION | ELEVATION | CLADDING | STONE VENEER | REPLACE | TYPE: NATURAL STONE | WALL SHEATHING DAMAGED | MATERIAL: RIGID FOAM BOARD | THICKNESS: 1½” | SQ FT
ELEVATION | ELEVATION | CLADDING | STONE VENEER | REPLACE | TYPE: NATURAL STONE | WALL SHEATHING DAMAGED | MATERIAL: RIGID FOAM BOARD | THICKNESS: 2” | SQ FT
ELEVATION | ELEVATION | CLADDING | STONE VENEER | REPLACE | TYPE: NATURAL STONE | WALL SHEATHING DAMAGED | MATERIAL: RIGID FOAM BOARD | THICKNESS: OTHER | SQ FT
ELEVATION | ELEVATION | CLADDING | STONE VENEER | REPLACE | TYPE: NATURAL STONE | WALL SHEATHING DAMAGED | MATERIAL: FIBER BOARD | THICKNESS: 5/16 | SQ FT
ELEVATION | ELEVATION | CLADDING | STONE VENEER | REPLACE | TYPE: NATURAL STONE | WALL SHEATHING DAMAGED | MATERIAL: FIBER BOARD | THICKNESS: 3/8 | SQ FT
ELEVATION | ELEVATION | CLADDING | STONE VENEER | REPLACE | TYPE: NATURAL STONE | WALL SHEATHING DAMAGED | MATERIAL: FIBER BOARD | THICKNESS: ½ | SQ FT
ELEVATION | ELEVATION | CLADDING | STONE VENEER | REPLACE | TYPE: NATURAL STONE | WALL SHEATHING DAMAGED | MATERIAL: FIBER BOARD | THICKNESS: 5/8 | SQ FT
ELEVATION | ELEVATION | CLADDING | STONE VENEER | REPLACE | TYPE: NATURAL STONE | WALL SHEATHING DAMAGED | MATERIAL: FIBER BOARD | THICKNESS: ¾ | SQ FT
ELEVATION | ELEVATION | CLADDING | STONE VENEER | REPLACE | TYPE: NATURAL STONE | WALL SHEATHING DAMAGED | MATERIAL: FIBER BOARD | THICKNESS: 1” | SQ FT
ELEVATION | ELEVATION | CLADDING | STONE VENEER | REPLACE | TYPE: NATURAL STONE | WALL SHEATHING DAMAGED | MATERIAL: FIBER BOARD | THICKNESS: 1½” | SQ FT
ELEVATION | ELEVATION | CLADDING | STONE VENEER | REPLACE | TYPE: NATURAL STONE | WALL SHEATHING DAMAGED | MATERIAL: FIBER BOARD | THICKNESS: 2” | SQ FT
ELEVATION | ELEVATION | CLADDING | STONE VENEER | REPLACE | TYPE: NATURAL STONE | WALL SHEATHING DAMAGED | MATERIAL: FIBER BOARD | THICKNESS: OTHER | SQ FT
ELEVATION | ELEVATION | CLADDING | STONE VENEER | REPLACE | TYPE: LIMESTONE | WALL SHEATHING DAMAGED | MATERIAL: CDX | THICKNESS: 5/16 | SQ FT
ELEVATION | ELEVATION | CLADDING | STONE VENEER | REPLACE | TYPE: LIMESTONE | WALL SHEATHING DAMAGED | MATERIAL: CDX | THICKNESS: 3/8 | SQ FT
ELEVATION | ELEVATION | CLADDING | STONE VENEER | REPLACE | TYPE: LIMESTONE | WALL SHEATHING DAMAGED | MATERIAL: CDX | THICKNESS: ½ | SQ FT
ELEVATION | ELEVATION | CLADDING | STONE VENEER | REPLACE | TYPE: LIMESTONE | WALL SHEATHING DAMAGED | MATERIAL: CDX | THICKNESS: 5/8 | SQ FT
ELEVATION | ELEVATION | CLADDING | STONE VENEER | REPLACE | TYPE: LIMESTONE | WALL SHEATHING DAMAGED | MATERIAL: CDX | THICKNESS: ¾ | SQ FT
ELEVATION | ELEVATION | CLADDING | STONE VENEER | REPLACE | TYPE: LIMESTONE | WALL SHEATHING DAMAGED | MATERIAL: CDX | THICKNESS: 1” | SQ FT
ELEVATION | ELEVATION | CLADDING | STONE VENEER | REPLACE | TYPE: LIMESTONE | WALL SHEATHING DAMAGED | MATERIAL: CDX | THICKNESS: 1½” | SQ FT
ELEVATION | ELEVATION | CLADDING | STONE VENEER | REPLACE | TYPE: LIMESTONE | WALL SHEATHING DAMAGED | MATERIAL: CDX | THICKNESS: 2” | SQ FT
ELEVATION | ELEVATION | CLADDING | STONE VENEER | REPLACE | TYPE: LIMESTONE | WALL SHEATHING DAMAGED | MATERIAL: CDX | THICKNESS: OTHER | SQ FT
ELEVATION | ELEVATION | CLADDING | STONE VENEER | REPLACE | TYPE: LIMESTONE | WALL SHEATHING DAMAGED | MATERIAL: OSB | THICKNESS: 5/16 | SQ FT
ELEVATION | ELEVATION | CLADDING | STONE VENEER | REPLACE | TYPE: LIMESTONE | WALL SHEATHING DAMAGED | MATERIAL: OSB | THICKNESS: 3/8 | SQ FT
ELEVATION | ELEVATION | CLADDING | STONE VENEER | REPLACE | TYPE: LIMESTONE | WALL SHEATHING DAMAGED | MATERIAL: OSB | THICKNESS: ½ | SQ FT
ELEVATION | ELEVATION | CLADDING | STONE VENEER | REPLACE | TYPE: LIMESTONE | WALL SHEATHING DAMAGED | MATERIAL: OSB | THICKNESS: 5/8 | SQ FT
ELEVATION | ELEVATION | CLADDING | STONE VENEER | REPLACE | TYPE: LIMESTONE | WALL SHEATHING DAMAGED | MATERIAL: OSB | THICKNESS: ¾ | SQ FT
ELEVATION | ELEVATION | CLADDING | STONE VENEER | REPLACE | TYPE: LIMESTONE | WALL SHEATHING DAMAGED | MATERIAL: OSB | THICKNESS: 1” | SQ FT
ELEVATION | ELEVATION | CLADDING | STONE VENEER | REPLACE | TYPE: LIMESTONE | WALL SHEATHING DAMAGED | MATERIAL: OSB | THICKNESS: 1½” | SQ FT
ELEVATION | ELEVATION | CLADDING | STONE VENEER | REPLACE | TYPE: LIMESTONE | WALL SHEATHING DAMAGED | MATERIAL: OSB | THICKNESS: 2” | SQ FT
ELEVATION | ELEVATION | CLADDING | STONE VENEER | REPLACE | TYPE: LIMESTONE | WALL SHEATHING DAMAGED | MATERIAL: OSB | THICKNESS: OTHER | SQ FT
ELEVATION | ELEVATION | CLADDING | STONE VENEER | REPLACE | TYPE: LIMESTONE | WALL SHEATHING DAMAGED | MATERIAL: RIGID FOAM BOARD | THICKNESS: 5/16 | SQ FT
ELEVATION | ELEVATION | CLADDING | STONE VENEER | REPLACE | TYPE: LIMESTONE | WALL SHEATHING DAMAGED | MATERIAL: RIGID FOAM BOARD | THICKNESS: 3/8 | SQ FT
ELEVATION | ELEVATION | CLADDING | STONE VENEER | REPLACE | TYPE: LIMESTONE | WALL SHEATHING DAMAGED | MATERIAL: RIGID FOAM BOARD | THICKNESS: ½ | SQ FT
ELEVATION | ELEVATION | CLADDING | STONE VENEER | REPLACE | TYPE: LIMESTONE | WALL SHEATHING DAMAGED | MATERIAL: RIGID FOAM BOARD | THICKNESS: 5/8 | SQ FT
ELEVATION | ELEVATION | CLADDING | STONE VENEER | REPLACE | TYPE: LIMESTONE | WALL SHEATHING DAMAGED | MATERIAL: RIGID FOAM BOARD | THICKNESS: ¾ | SQ FT
ELEVATION | ELEVATION | CLADDING | STONE VENEER | REPLACE | TYPE: LIMESTONE | WALL SHEATHING DAMAGED | MATERIAL: RIGID FOAM BOARD | THICKNESS: 1” | SQ FT
ELEVATION | ELEVATION | CLADDING | STONE VENEER | REPLACE | TYPE: LIMESTONE | WALL SHEATHING DAMAGED | MATERIAL: RIGID FOAM BOARD | THICKNESS: 1½” | SQ FT
ELEVATION | ELEVATION | CLADDING | STONE VENEER | REPLACE | TYPE: LIMESTONE | WALL SHEATHING DAMAGED | MATERIAL: RIGID FOAM BOARD | THICKNESS: 2” | SQ FT
ELEVATION | ELEVATION | CLADDING | STONE VENEER | REPLACE | TYPE: LIMESTONE | WALL SHEATHING DAMAGED | MATERIAL: RIGID FOAM BOARD | THICKNESS: OTHER | SQ FT
ELEVATION | ELEVATION | CLADDING | STONE VENEER | REPLACE | TYPE: LIMESTONE | WALL SHEATHING DAMAGED | MATERIAL: FIBER BOARD | THICKNESS: 5/16 | SQ FT
ELEVATION | ELEVATION | CLADDING | STONE VENEER | REPLACE | TYPE: LIMESTONE | WALL SHEATHING DAMAGED | MATERIAL: FIBER BOARD | THICKNESS: 3/8 | SQ FT
ELEVATION | ELEVATION | CLADDING | STONE VENEER | REPLACE | TYPE: LIMESTONE | WALL SHEATHING DAMAGED | MATERIAL: FIBER BOARD | THICKNESS: ½ | SQ FT
ELEVATION | ELEVATION | CLADDING | STONE VENEER | REPLACE | TYPE: LIMESTONE | WALL SHEATHING DAMAGED | MATERIAL: FIBER BOARD | THICKNESS: 5/8 | SQ FT
ELEVATION | ELEVATION | CLADDING | STONE VENEER | REPLACE | TYPE: LIMESTONE | WALL SHEATHING DAMAGED | MATERIAL: FIBER BOARD | THICKNESS: ¾ | SQ FT
ELEVATION | ELEVATION | CLADDING | STONE VENEER | REPLACE | TYPE: LIMESTONE | WALL SHEATHING DAMAGED | MATERIAL: FIBER BOARD | THICKNESS: 1” | SQ FT
ELEVATION | ELEVATION | CLADDING | STONE VENEER | REPLACE | TYPE: LIMESTONE | WALL SHEATHING DAMAGED | MATERIAL: FIBER BOARD | THICKNESS: 1½” | SQ FT
ELEVATION | ELEVATION | CLADDING | STONE VENEER | REPLACE | TYPE: LIMESTONE | WALL SHEATHING DAMAGED | MATERIAL: FIBER BOARD | THICKNESS: 2” | SQ FT
ELEVATION | ELEVATION | CLADDING | STONE VENEER | REPLACE | TYPE: LIMESTONE | WALL SHEATHING DAMAGED | MATERIAL: FIBER BOARD | THICKNESS: OTHER | SQ FT
ELEVATION | ELEVATION | CLADDING | STONE VENEER | REPLACE | TYPE: NATURAL THIN VENEER | WALL SHEATHING DAMAGED | MATERIAL: CDX | THICKNESS: 5/16 | SQ FT
ELEVATION | ELEVATION | CLADDING | STONE VENEER | REPLACE | TYPE: NATURAL THIN VENEER | WALL SHEATHING DAMAGED | MATERIAL: CDX | THICKNESS: 3/8 | SQ FT
ELEVATION | ELEVATION | CLADDING | STONE VENEER | REPLACE | TYPE: NATURAL THIN VENEER | WALL SHEATHING DAMAGED | MATERIAL: CDX | THICKNESS: ½ | SQ FT
ELEVATION | ELEVATION | CLADDING | STONE VENEER | REPLACE | TYPE: NATURAL THIN VENEER | WALL SHEATHING DAMAGED | MATERIAL: CDX | THICKNESS: 5/8 | SQ FT
ELEVATION | ELEVATION | CLADDING | STONE VENEER | REPLACE | TYPE: NATURAL THIN VENEER | WALL SHEATHING DAMAGED | MATERIAL: CDX | THICKNESS: ¾ | SQ FT
ELEVATION | ELEVATION | CLADDING | STONE VENEER | REPLACE | TYPE: NATURAL THIN VENEER | WALL SHEATHING DAMAGED | MATERIAL: CDX | THICKNESS: 1” | SQ FT
ELEVATION | ELEVATION | CLADDING | STONE VENEER | REPLACE | TYPE: NATURAL THIN VENEER | WALL SHEATHING DAMAGED | MATERIAL: CDX | THICKNESS: 1½” | SQ FT
ELEVATION | ELEVATION | CLADDING | STONE VENEER | REPLACE | TYPE: NATURAL THIN VENEER | WALL SHEATHING DAMAGED | MATERIAL: CDX | THICKNESS: 2” | SQ FT
ELEVATION | ELEVATION | CLADDING | STONE VENEER | REPLACE | TYPE: NATURAL THIN VENEER | WALL SHEATHING DAMAGED | MATERIAL: CDX | THICKNESS: OTHER | SQ FT
ELEVATION | ELEVATION | CLADDING | STONE VENEER | REPLACE | TYPE: NATURAL THIN VENEER | WALL SHEATHING DAMAGED | MATERIAL: OSB | THICKNESS: 5/16 | SQ FT
ELEVATION | ELEVATION | CLADDING | STONE VENEER | REPLACE | TYPE: NATURAL THIN VENEER | WALL SHEATHING DAMAGED | MATERIAL: OSB | THICKNESS: 3/8 | SQ FT
ELEVATION | ELEVATION | CLADDING | STONE VENEER | REPLACE | TYPE: NATURAL THIN VENEER | WALL SHEATHING DAMAGED | MATERIAL: OSB | THICKNESS: ½ | SQ FT
ELEVATION | ELEVATION | CLADDING | STONE VENEER | REPLACE | TYPE: NATURAL THIN VENEER | WALL SHEATHING DAMAGED | MATERIAL: OSB | THICKNESS: 5/8 | SQ FT
ELEVATION | ELEVATION | CLADDING | STONE VENEER | REPLACE | TYPE: NATURAL THIN VENEER | WALL SHEATHING DAMAGED | MATERIAL: OSB | THICKNESS: ¾ | SQ FT
ELEVATION | ELEVATION | CLADDING | STONE VENEER | REPLACE | TYPE: NATURAL THIN VENEER | WALL SHEATHING DAMAGED | MATERIAL: OSB | THICKNESS: 1” | SQ FT
ELEVATION | ELEVATION | CLADDING | STONE VENEER | REPLACE | TYPE: NATURAL THIN VENEER | WALL SHEATHING DAMAGED | MATERIAL: OSB | THICKNESS: 1½” | SQ FT
ELEVATION | ELEVATION | CLADDING | STONE VENEER | REPLACE | TYPE: NATURAL THIN VENEER | WALL SHEATHING DAMAGED | MATERIAL: OSB | THICKNESS: 2” | SQ FT
ELEVATION | ELEVATION | CLADDING | STONE VENEER | REPLACE | TYPE: NATURAL THIN VENEER | WALL SHEATHING DAMAGED | MATERIAL: OSB | THICKNESS: OTHER | SQ FT
ELEVATION | ELEVATION | CLADDING | STONE VENEER | REPLACE | TYPE: NATURAL THIN VENEER | WALL SHEATHING DAMAGED | MATERIAL: RIGID FOAM BOARD | THICKNESS: 5/16 | SQ FT
ELEVATION | ELEVATION | CLADDING | STONE VENEER | REPLACE | TYPE: NATURAL THIN VENEER | WALL SHEATHING DAMAGED | MATERIAL: RIGID FOAM BOARD | THICKNESS: 3/8 | SQ FT
ELEVATION | ELEVATION | CLADDING | STONE VENEER | REPLACE | TYPE: NATURAL THIN VENEER | WALL SHEATHING DAMAGED | MATERIAL: RIGID FOAM BOARD | THICKNESS: ½ | SQ FT
ELEVATION | ELEVATION | CLADDING | STONE VENEER | REPLACE | TYPE: NATURAL THIN VENEER | WALL SHEATHING DAMAGED | MATERIAL: RIGID FOAM BOARD | THICKNESS: 5/8 | SQ FT
ELEVATION | ELEVATION | CLADDING | STONE VENEER | REPLACE | TYPE: NATURAL THIN VENEER | WALL SHEATHING DAMAGED | MATERIAL: RIGID FOAM BOARD | THICKNESS: ¾ | SQ FT
ELEVATION | ELEVATION | CLADDING | STONE VENEER | REPLACE | TYPE: NATURAL THIN VENEER | WALL SHEATHING DAMAGED | MATERIAL: RIGID FOAM BOARD | THICKNESS: 1” | SQ FT
ELEVATION | ELEVATION | CLADDING | STONE VENEER | REPLACE | TYPE: NATURAL THIN VENEER | WALL SHEATHING DAMAGED | MATERIAL: RIGID FOAM BOARD | THICKNESS: 1½” | SQ FT
ELEVATION | ELEVATION | CLADDING | STONE VENEER | REPLACE | TYPE: NATURAL THIN VENEER | WALL SHEATHING DAMAGED | MATERIAL: RIGID FOAM BOARD | THICKNESS: 2” | SQ FT
ELEVATION | ELEVATION | CLADDING | STONE VENEER | REPLACE | TYPE: NATURAL THIN VENEER | WALL SHEATHING DAMAGED | MATERIAL: RIGID FOAM BOARD | THICKNESS: OTHER | SQ FT
ELEVATION | ELEVATION | CLADDING | STONE VENEER | REPLACE | TYPE: NATURAL THIN VENEER | WALL SHEATHING DAMAGED | MATERIAL: FIBER BOARD | THICKNESS: 5/16 | SQ FT
ELEVATION | ELEVATION | CLADDING | STONE VENEER | REPLACE | TYPE: NATURAL THIN VENEER | WALL SHEATHING DAMAGED | MATERIAL: FIBER BOARD | THICKNESS: 3/8 | SQ FT
ELEVATION | ELEVATION | CLADDING | STONE VENEER | REPLACE | TYPE: NATURAL THIN VENEER | WALL SHEATHING DAMAGED | MATERIAL: FIBER BOARD | THICKNESS: ½ | SQ FT
ELEVATION | ELEVATION | CLADDING | STONE VENEER | REPLACE | TYPE: NATURAL THIN VENEER | WALL SHEATHING DAMAGED | MATERIAL: FIBER BOARD | THICKNESS: 5/8 | SQ FT
ELEVATION | ELEVATION | CLADDING | STONE VENEER | REPLACE | TYPE: NATURAL THIN VENEER | WALL SHEATHING DAMAGED | MATERIAL: FIBER BOARD | THICKNESS: ¾ | SQ FT
ELEVATION | ELEVATION | CLADDING | STONE VENEER | REPLACE | TYPE: NATURAL THIN VENEER | WALL SHEATHING DAMAGED | MATERIAL: FIBER BOARD | THICKNESS: 1” | SQ FT
ELEVATION | ELEVATION | CLADDING | STONE VENEER | REPLACE | TYPE: NATURAL THIN VENEER | WALL SHEATHING DAMAGED | MATERIAL: FIBER BOARD | THICKNESS: 1½” | SQ FT
ELEVATION | ELEVATION | CLADDING | STONE VENEER | REPLACE | TYPE: NATURAL THIN VENEER | WALL SHEATHING DAMAGED | MATERIAL: FIBER BOARD | THICKNESS: 2” | SQ FT
ELEVATION | ELEVATION | CLADDING | STONE VENEER | REPLACE | TYPE: NATURAL THIN VENEER | WALL SHEATHING DAMAGED | MATERIAL: FIBER BOARD | THICKNESS: OTHER | SQ FT
ELEVATION | ELEVATION | CLADDING | STONE VENEER | REPLACE | TYPE: MANUFACTURED STONE | WALL SHEATHING DAMAGED | MATERIAL: CDX | THICKNESS: 5/16 | SQ FT
ELEVATION | ELEVATION | CLADDING | STONE VENEER | REPLACE | TYPE: MANUFACTURED STONE | WALL SHEATHING DAMAGED | MATERIAL: CDX | THICKNESS: 3/8 | SQ FT
ELEVATION | ELEVATION | CLADDING | STONE VENEER | REPLACE | TYPE: MANUFACTURED STONE | WALL SHEATHING DAMAGED | MATERIAL: CDX | THICKNESS: ½ | SQ FT
ELEVATION | ELEVATION | CLADDING | STONE VENEER | REPLACE | TYPE: MANUFACTURED STONE | WALL SHEATHING DAMAGED | MATERIAL: CDX | THICKNESS: 5/8 | SQ FT
ELEVATION | ELEVATION | CLADDING | STONE VENEER | REPLACE | TYPE: MANUFACTURED STONE | WALL SHEATHING DAMAGED | MATERIAL: CDX | THICKNESS: ¾ | SQ FT
ELEVATION | ELEVATION | CLADDING | STONE VENEER | REPLACE | TYPE: MANUFACTURED STONE | WALL SHEATHING DAMAGED | MATERIAL: CDX | THICKNESS: 1” | SQ FT
ELEVATION | ELEVATION | CLADDING | STONE VENEER | REPLACE | TYPE: MANUFACTURED STONE | WALL SHEATHING DAMAGED | MATERIAL: CDX | THICKNESS: 1½” | SQ FT
ELEVATION | ELEVATION | CLADDING | STONE VENEER | REPLACE | TYPE: MANUFACTURED STONE | WALL SHEATHING DAMAGED | MATERIAL: CDX | THICKNESS: 2” | SQ FT
ELEVATION | ELEVATION | CLADDING | STONE VENEER | REPLACE | TYPE: MANUFACTURED STONE | WALL SHEATHING DAMAGED | MATERIAL: CDX | THICKNESS: OTHER | SQ FT
ELEVATION | ELEVATION | CLADDING | STONE VENEER | REPLACE | TYPE: MANUFACTURED STONE | WALL SHEATHING DAMAGED | MATERIAL: OSB | THICKNESS: 5/16 | SQ FT
ELEVATION | ELEVATION | CLADDING | STONE VENEER | REPLACE | TYPE: MANUFACTURED STONE | WALL SHEATHING DAMAGED | MATERIAL: OSB | THICKNESS: 3/8 | SQ FT
ELEVATION | ELEVATION | CLADDING | STONE VENEER | REPLACE | TYPE: MANUFACTURED STONE | WALL SHEATHING DAMAGED | MATERIAL: OSB | THICKNESS: ½ | SQ FT
ELEVATION | ELEVATION | CLADDING | STONE VENEER | REPLACE | TYPE: MANUFACTURED STONE | WALL SHEATHING DAMAGED | MATERIAL: OSB | THICKNESS: 5/8 | SQ FT
ELEVATION | ELEVATION | CLADDING | STONE VENEER | REPLACE | TYPE: MANUFACTURED STONE | WALL SHEATHING DAMAGED | MATERIAL: OSB | THICKNESS: ¾ | SQ FT
ELEVATION | ELEVATION | CLADDING | STONE VENEER | REPLACE | TYPE: MANUFACTURED STONE | WALL SHEATHING DAMAGED | MATERIAL: OSB | THICKNESS: 1” | SQ FT
ELEVATION | ELEVATION | CLADDING | STONE VENEER | REPLACE | TYPE: MANUFACTURED STONE | WALL SHEATHING DAMAGED | MATERIAL: OSB | THICKNESS: 1½” | SQ FT
ELEVATION | ELEVATION | CLADDING | STONE VENEER | REPLACE | TYPE: MANUFACTURED STONE | WALL SHEATHING DAMAGED | MATERIAL: OSB | THICKNESS: 2” | SQ FT
ELEVATION | ELEVATION | CLADDING | STONE VENEER | REPLACE | TYPE: MANUFACTURED STONE | WALL SHEATHING DAMAGED | MATERIAL: OSB | THICKNESS: OTHER | SQ FT
ELEVATION | ELEVATION | CLADDING | STONE VENEER | REPLACE | TYPE: MANUFACTURED STONE | WALL SHEATHING DAMAGED | MATERIAL: RIGID FOAM BOARD | THICKNESS: 5/16 | SQ FT
ELEVATION | ELEVATION | CLADDING | STONE VENEER | REPLACE | TYPE: MANUFACTURED STONE | WALL SHEATHING DAMAGED | MATERIAL: RIGID FOAM BOARD | THICKNESS: 3/8 | SQ FT
ELEVATION | ELEVATION | CLADDING | STONE VENEER | REPLACE | TYPE: MANUFACTURED STONE | WALL SHEATHING DAMAGED | MATERIAL: RIGID FOAM BOARD | THICKNESS: ½ | SQ FT
ELEVATION | ELEVATION | CLADDING | STONE VENEER | REPLACE | TYPE: MANUFACTURED STONE | WALL SHEATHING DAMAGED | MATERIAL: RIGID FOAM BOARD | THICKNESS: 5/8 | SQ FT
ELEVATION | ELEVATION | CLADDING | STONE VENEER | REPLACE | TYPE: MANUFACTURED STONE | WALL SHEATHING DAMAGED | MATERIAL: RIGID FOAM BOARD | THICKNESS: ¾ | SQ FT
ELEVATION | ELEVATION | CLADDING | STONE VENEER | REPLACE | TYPE: MANUFACTURED STONE | WALL SHEATHING DAMAGED | MATERIAL: RIGID FOAM BOARD | THICKNESS: 1” | SQ FT
ELEVATION | ELEVATION | CLADDING | STONE VENEER | REPLACE | TYPE: MANUFACTURED STONE | WALL SHEATHING DAMAGED | MATERIAL: RIGID FOAM BOARD | THICKNESS: 1½” | SQ FT
ELEVATION | ELEVATION | CLADDING | STONE VENEER | REPLACE | TYPE: MANUFACTURED STONE | WALL SHEATHING DAMAGED | MATERIAL: RIGID FOAM BOARD | THICKNESS: 2” | SQ FT
ELEVATION | ELEVATION | CLADDING | STONE VENEER | REPLACE | TYPE: MANUFACTURED STONE | WALL SHEATHING DAMAGED | MATERIAL: RIGID FOAM BOARD | THICKNESS: OTHER | SQ FT
ELEVATION | ELEVATION | CLADDING | STONE VENEER | REPLACE | TYPE: MANUFACTURED STONE | WALL SHEATHING DAMAGED | MATERIAL: FIBER BOARD | THICKNESS: 5/16 | SQ FT
ELEVATION | ELEVATION | CLADDING | STONE VENEER | REPLACE | TYPE: MANUFACTURED STONE | WALL SHEATHING DAMAGED | MATERIAL: FIBER BOARD | THICKNESS: 3/8 | SQ FT
ELEVATION | ELEVATION | CLADDING | STONE VENEER | REPLACE | TYPE: MANUFACTURED STONE | WALL SHEATHING DAMAGED | MATERIAL: FIBER BOARD | THICKNESS: ½ | SQ FT
ELEVATION | ELEVATION | CLADDING | STONE VENEER | REPLACE | TYPE: MANUFACTURED STONE | WALL SHEATHING DAMAGED | MATERIAL: FIBER BOARD | THICKNESS: 5/8 | SQ FT
ELEVATION | ELEVATION | CLADDING | STONE VENEER | REPLACE | TYPE: MANUFACTURED STONE | WALL SHEATHING DAMAGED | MATERIAL: FIBER BOARD | THICKNESS: ¾ | SQ FT
ELEVATION | ELEVATION | CLADDING | STONE VENEER | REPLACE | TYPE: MANUFACTURED STONE | WALL SHEATHING DAMAGED | MATERIAL: FIBER BOARD | THICKNESS: 1” | SQ FT
ELEVATION | ELEVATION | CLADDING | STONE VENEER | REPLACE | TYPE: MANUFACTURED STONE | WALL SHEATHING DAMAGED | MATERIAL: FIBER BOARD | THICKNESS: 1½” | SQ FT
ELEVATION | ELEVATION | CLADDING | STONE VENEER | REPLACE | TYPE: MANUFACTURED STONE | WALL SHEATHING DAMAGED | MATERIAL: FIBER BOARD | THICKNESS: 2” | SQ FT
ELEVATION | ELEVATION | CLADDING | STONE VENEER | REPLACE | TYPE: MANUFACTURED STONE | WALL SHEATHING DAMAGED | MATERIAL: FIBER BOARD | THICKNESS: OTHER | SQ FT
ELEVATION | ELEVATION | CLADDING | LEVEL 1: STONE VENEER; LEVEL 2: REPLACE; LEVEL 3: LIGHT FIXTURES; LEVEL 4: DETACH AND RESET; LEVEL 5: SQ FT
ELEVATION | ELEVATION | CLADDING | LEVEL 1: STONE VENEER; LEVEL 2: REPLACE; LEVEL 3: LIGHT FIXTURES; LEVEL 4: REPLACE; LEVEL 5: SQ FT
ELEVATION | ELEVATION | CLADDING | LEVEL 1: STONE VENEER; LEVEL 2: REPLACE; LEVEL 3: HVAC VENT; LEVEL 4: DETACH AND RESET; LEVEL 5: SQ FT
ELEVATION | ELEVATION | CLADDING | LEVEL 1: STONE VENEER; LEVEL 2: REPLACE; LEVEL 3: HVAC VENT; LEVEL 4: REPLACE; LEVEL 5: SQ FT
ELEVATION | ELEVATION | CLADDING | LEVEL 1: EIFS; LEVEL 2: MAIN STUCCO; LEVEL 3: SQ FT
ELEVATION | ELEVATION | CLADDING | LEVEL 1: EIFS; LEVEL 2: MAIN STUCCO; LEVEL 3: EXTEND OF DAMAGE: LESS THAN 5%; LEVEL 4: SEVERITY OF DAMAGE: FINISH COAT ONLY
ELEVATION | ELEVATION | CLADDING | LEVEL 1: EIFS; LEVEL 2: MAIN STUCCO; LEVEL 3: EXTEND OF DAMAGE: LESS THAN 5%; LEVEL 4: SEVERITY OF DAMAGE: FINISH AND BASE COAT
ELEVATION | ELEVATION | CLADDING | LEVEL 1: EIFS; LEVEL 2: MAIN STUCCO; LEVEL 3: EXTEND OF DAMAGE: LESS THAN 5%; LEVEL 4: SEVERITY OF DAMAGE: FINISH, BASE AND IMPACT TO INSULATION
ELEVATION | ELEVATION | CLADDING | LEVEL 1: EIFS; LEVEL 2: MAIN STUCCO; LEVEL 3: EXTEND OF DAMAGE: 6-10%; LEVEL 4: SEVERITY OF DAMAGE: FINISH COAT ONLY
ELEVATION | ELEVATION | CLADDING | LEVEL 1: EIFS; LEVEL 2: MAIN STUCCO; LEVEL 3: EXTEND OF DAMAGE: 6-10%; LEVEL 4: SEVERITY OF DAMAGE: FINISH AND BASE COAT
ELEVATION | ELEVATION | CLADDING | LEVEL 1: EIFS; LEVEL 2: MAIN STUCCO; LEVEL 3: EXTEND OF DAMAGE: 6-10%; LEVEL 4: SEVERITY OF DAMAGE: FINISH, BASE AND IMPACT TO INSULATION
ELEVATION | ELEVATION | CLADDING | LEVEL 1: EIFS; LEVEL 2: MAIN STUCCO; LEVEL 3: EXTEND OF DAMAGE: 11-20%; LEVEL 4: SEVERITY OF DAMAGE: FINISH COAT ONLY
ELEVATION | ELEVATION | CLADDING | LEVEL 1: EIFS; LEVEL 2: MAIN STUCCO; LEVEL 3: EXTEND OF DAMAGE: 11-20%; LEVEL 4: SEVERITY OF DAMAGE: FINISH AND BASE COAT
ELEVATION | ELEVATION | CLADDING | LEVEL 1: EIFS; LEVEL 2: MAIN STUCCO; LEVEL 3: EXTEND OF DAMAGE: 11-20%; LEVEL 4: SEVERITY OF DAMAGE: FINISH, BASE AND IMPACT TO INSULATION
ELEVATION | ELEVATION | CLADDING | LEVEL 1: EIFS; LEVEL 2: MAIN STUCCO; LEVEL 3: EXTEND OF DAMAGE: 25-40%; LEVEL 4: SEVERITY OF DAMAGE: FINISH COAT ONLY
ELEVATION | ELEVATION | CLADDING | LEVEL 1: EIFS; LEVEL 2: MAIN STUCCO; LEVEL 3: EXTEND OF DAMAGE: 25-40%; LEVEL 4: SEVERITY OF DAMAGE: FINISH AND BASE COAT
ELEVATION | ELEVATION | CLADDING | LEVEL 1: EIFS; LEVEL 2: MAIN STUCCO; LEVEL 3: EXTEND OF DAMAGE: 25-40%; LEVEL 4: SEVERITY OF DAMAGE: FINISH, BASE AND IMPACT TO INSULATION
ELEVATION | ELEVATION | CLADDING | LEVEL 1: EIFS; LEVEL 2: MAIN STUCCO; LEVEL 3: EXTEND OF DAMAGE: GREATER THAN 40%; LEVEL 4: SEVERITY OF DAMAGE: FINISH COAT ONLY
ELEVATION | ELEVATION | CLADDING | LEVEL 1: EIFS; LEVEL 2: MAIN STUCCO; LEVEL 3: EXTEND OF DAMAGE: GREATER THAN 40%; LEVEL 4: SEVERITY OF DAMAGE: FINISH AND BASE COAT
ELEVATION | ELEVATION | CLADDING | LEVEL 1: EIFS; LEVEL 2: MAIN STUCCO; LEVEL 3: EXTEND OF DAMAGE: GREATER THAN 40%; LEVEL 4: SEVERITY OF DAMAGE: FINISH, BASE AND IMPACT TO INSULATION
ELEVATION | ELEVATION | CLADDING | LEVEL 1: EIFS; LEVEL 2: TRIM; LEVEL 3: LINEAR FOOTAGE
ELEVATION | ELEVATION | CLADDING | LEVEL 1: EIFS; LEVEL 2: TRIM; LEVEL 3: EXTEND OF DAMAGE: LESS THAN 5%; LEVEL 4: SEVERITY OF DAMAGE: FINISH COAT ONLY
ELEVATION | ELEVATION | CLADDING | LEVEL 1: EIFS; LEVEL 2: TRIM; LEVEL 3: EXTEND OF DAMAGE: LESS THAN 5%; LEVEL 4: SEVERITY OF DAMAGE: FINISH AND BASE COAT
ELEVATION | ELEVATION | CLADDING | LEVEL 1: EIFS; LEVEL 2: TRIM; LEVEL 3: EXTEND OF DAMAGE: LESS THAN 5%; LEVEL 4: SEVERITY OF DAMAGE: FINISH, BASE AND IMPACT TO INSULATION
ELEVATION | ELEVATION | CLADDING | LEVEL 1: EIFS; LEVEL 2: TRIM; LEVEL 3: EXTEND OF DAMAGE: 6-10%; LEVEL 4: SEVERITY OF DAMAGE: FINISH COAT ONLY
ELEVATION | ELEVATION | CLADDING | LEVEL 1: EIFS; LEVEL 2: TRIM; LEVEL 3: EXTEND OF DAMAGE: 6-10%; LEVEL 4: SEVERITY OF DAMAGE: FINISH AND BASE COAT
ELEVATION | ELEVATION | CLADDING | LEVEL 1: EIFS; LEVEL 2: TRIM; LEVEL 3: EXTEND OF DAMAGE: 6-10%; LEVEL 4: SEVERITY OF DAMAGE: FINISH, BASE AND IMPACT TO INSULATION
ELEVATION | ELEVATION | CLADDING | LEVEL 1: EIFS; LEVEL 2: TRIM; LEVEL 3: EXTEND OF DAMAGE: 11-20%; LEVEL 4: SEVERITY OF DAMAGE: FINISH COAT ONLY
ELEVATION | ELEVATION | CLADDING | LEVEL 1: EIFS; LEVEL 2: TRIM; LEVEL 3: EXTEND OF DAMAGE: 11-20%; LEVEL 4: SEVERITY OF DAMAGE: FINISH AND BASE COAT
ELEVATION | ELEVATION | CLADDING | LEVEL 1: EIFS; LEVEL 2: TRIM; LEVEL 3: EXTEND OF DAMAGE: 11-20%; LEVEL 4: SEVERITY OF DAMAGE: FINISH, BASE AND IMPACT TO INSULATION
ELEVATION | ELEVATION | CLADDING | LEVEL 1: EIFS; LEVEL 2: TRIM; LEVEL 3: EXTEND OF DAMAGE: 25-40%; LEVEL 4: SEVERITY OF DAMAGE: FINISH COAT ONLY
ELEVATION | ELEVATION | CLADDING | LEVEL 1: EIFS; LEVEL 2: TRIM; LEVEL 3: EXTEND OF DAMAGE: 25-40%; LEVEL 4: SEVERITY OF DAMAGE: FINISH AND BASE COAT
ELEVATION | ELEVATION | CLADDING | LEVEL 1: EIFS; LEVEL 2: TRIM; LEVEL 3: EXTEND OF DAMAGE: 25-40%; LEVEL 4: SEVERITY OF DAMAGE: FINISH, BASE AND IMPACT TO INSULATION
ELEVATION | ELEVATION | CLADDING | LEVEL 1: EIFS; LEVEL 2: TRIM; LEVEL 3: EXTEND OF DAMAGE: GREATER THAN 40%; LEVEL 4: SEVERITY OF DAMAGE: FINISH COAT ONLY
ELEVATION | ELEVATION | CLADDING | LEVEL 1: EIFS; LEVEL 2: TRIM; LEVEL 3: EXTEND OF DAMAGE: GREATER THAN 40%; LEVEL 4: SEVERITY OF DAMAGE: FINISH AND BASE COAT
ELEVATION | ELEVATION | CLADDING | LEVEL 1: EIFS; LEVEL 2: TRIM; LEVEL 3: EXTEND OF DAMAGE: GREATER THAN 40%; LEVEL 4: SEVERITY OF DAMAGE: FINISH, BASE AND IMPACT TO INSULATION
ELEVATION | ELEVATION | CLADDING | LEVEL 1: EIFS; LEVEL 2: QUOINS; LEVEL 3: # OF QUOINS
ELEVATION | ELEVATION | CLADDING | LEVEL 1: EIFS; LEVEL 2: QUOINS; LEVEL 3: EXTEND OF DAMAGE: LESS THAN 5%; LEVEL 4: SEVERITY OF DAMAGE: FINISH COAT ONLY
ELEVATION | ELEVATION | CLADDING | LEVEL 1: EIFS; LEVEL 2: QUOINS; LEVEL 3: EXTEND OF DAMAGE: LESS THAN 5%; LEVEL 4: SEVERITY OF DAMAGE: FINISH AND BASE COAT
ELEVATION | ELEVATION | CLADDING | LEVEL 1: EIFS; LEVEL 2: QUOINS; LEVEL 3: EXTEND OF DAMAGE: LESS THAN 5%; LEVEL 4: SEVERITY OF DAMAGE: FINISH, BASE AND IMPACT TO INSULATION
ELEVATION | ELEVATION | CLADDING | LEVEL 1: EIFS; LEVEL 2: QUOINS; LEVEL 3: EXTEND OF DAMAGE: 6-10%; LEVEL 4: SEVERITY OF DAMAGE: FINISH COAT ONLY
ELEVATION | ELEVATION | CLADDING | LEVEL 1: EIFS; LEVEL 2: QUOINS; LEVEL 3: EXTEND OF DAMAGE: 6-10%; LEVEL 4: SEVERITY OF DAMAGE: FINISH AND BASE COAT
ELEVATION | ELEVATION | CLADDING | LEVEL 1: EIFS; LEVEL 2: QUOINS; LEVEL 3: EXTEND OF DAMAGE: 6-10%; LEVEL 4: SEVERITY OF DAMAGE: FINISH, BASE AND IMPACT TO INSULATION
ELEVATION | ELEVATION | CLADDING | LEVEL 1: EIFS; LEVEL 2: QUOINS; LEVEL 3: EXTEND OF DAMAGE: 11-20%; LEVEL 4: SEVERITY OF DAMAGE: FINISH COAT ONLY
ELEVATION | ELEVATION | CLADDING | LEVEL 1: EIFS; LEVEL 2: QUOINS; LEVEL 3: EXTEND OF DAMAGE: 11-20%; LEVEL 4: SEVERITY OF DAMAGE: FINISH AND BASE COAT
ELEVATION | ELEVATION | CLADDING | LEVEL 1: EIFS; LEVEL 2: QUOINS; LEVEL 3: EXTEND OF DAMAGE: 11-20%; LEVEL 4: SEVERITY OF DAMAGE: FINISH, BASE AND IMPACT TO INSULATION
ELEVATION | ELEVATION | CLADDING | LEVEL 1: EIFS; LEVEL 2: QUOINS; LEVEL 3: EXTEND OF DAMAGE: 25-40%; LEVEL 4: SEVERITY OF DAMAGE: FINISH COAT ONLY
ELEVATION | ELEVATION | CLADDING | LEVEL 1: EIFS; LEVEL 2: QUOINS; LEVEL 3: EXTEND OF DAMAGE: 25-40%; LEVEL 4: SEVERITY OF DAMAGE: FINISH AND BASE COAT
ELEVATION | ELEVATION | CLADDING | LEVEL 1: EIFS; LEVEL 2: QUOINS; LEVEL 3: EXTEND OF DAMAGE: 25-40%; LEVEL 4: SEVERITY OF DAMAGE: FINISH, BASE AND IMPACT TO INSULATION
ELEVATION | ELEVATION | CLADDING | LEVEL 1: EIFS; LEVEL 2: QUOINS; LEVEL 3: EXTEND OF DAMAGE: GREATER THAN 40%; LEVEL 4: SEVERITY OF DAMAGE: FINISH COAT ONLY
ELEVATION | ELEVATION | CLADDING | LEVEL 1: EIFS; LEVEL 2: QUOINS; LEVEL 3: EXTEND OF DAMAGE: GREATER THAN 40%; LEVEL 4: SEVERITY OF DAMAGE: FINISH AND BASE COAT
ELEVATION | ELEVATION | CLADDING | LEVEL 1: EIFS; LEVEL 2: QUOINS; LEVEL 3: EXTEND OF DAMAGE: GREATER THAN 40%; LEVEL 4: SEVERITY OF DAMAGE: FINISH, BASE AND IMPACT TO INSULATION
ELEVATION | ELEVATION | CLADDING | LEVEL 1: EIFS; LEVEL 2: SQ FT ABOVE 20' IN HEIGHT
ELEVATION | ELEVATION | CLADDING | LEVEL 1: EIFS; LEVEL 2: ADDITIONAL LABOUR HOURS
ELEVATION | ELEVATION | CLADDING | LEVEL 1: EIFS; LEVEL 2: LIGHT FIXTURES; LEVEL 3: DETACH AND RESET; LEVEL 4: QUANTITY
ELEVATION | ELEVATION | CLADDING | LEVEL 1: EIFS; LEVEL 2: LIGHT FIXTURES; LEVEL 3: REPLACE; LEVEL 4: QUANTITY
ELEVATION | ELEVATION | CLADDING | LEVEL 1: EIFS; LEVEL 2: HVAC; LEVEL 3: DETACH AND RESET; LEVEL 4: QUANTITY
ELEVATION | ELEVATION | CLADDING | LEVEL 1: EIFS; LEVEL 2: HVAC; LEVEL 3: REPLACE; LEVEL 4: QUANTITY
ELEVATION | ELEVATION | CLADDING | LEVEL 1: STUCCO; LEVEL 2: MAIN STUCCO; LEVEL 3: SQ FT
ELEVATION | ELEVATION | CLADDING | LEVEL 1: STUCCO; LEVEL 2: MAIN STUCCO; LEVEL 3: EXTEND OF DAMAGE: LESS THAN 5%; LEVEL 4: SEVERITY OF DAMAGE: FINISH COAT ONLY
ELEVATION | ELEVATION | CLADDING | LEVEL 1: STUCCO; LEVEL 2: MAIN STUCCO; LEVEL 3: EXTEND OF DAMAGE: LESS THAN 5%; LEVEL 4: SEVERITY OF DAMAGE: FINISH AND BASE COAT
ELEVATION | ELEVATION | CLADDING | LEVEL 1: STUCCO; LEVEL 2: MAIN STUCCO; LEVEL 3: EXTEND OF DAMAGE: LESS THAN 5%; LEVEL 4: SEVERITY OF DAMAGE: FINISH, BASE AND IMPACT TO INSULATION
ELEVATION | ELEVATION | CLADDING | LEVEL 1: STUCCO; LEVEL 2: MAIN STUCCO; LEVEL 3: EXTEND OF DAMAGE: 6-10%; LEVEL 4: SEVERITY OF DAMAGE: FINISH COAT ONLY
ELEVATION | ELEVATION | CLADDING | LEVEL 1: STUCCO; LEVEL 2: MAIN STUCCO; LEVEL 3: EXTEND OF DAMAGE: 6-10%; LEVEL 4: SEVERITY OF DAMAGE: FINISH AND BASE COAT
ELEVATION | ELEVATION | CLADDING | LEVEL 1: STUCCO; LEVEL 2: MAIN STUCCO; LEVEL 3: EXTEND OF DAMAGE: 6-10%; LEVEL 4: SEVERITY OF DAMAGE: FINISH, BASE AND IMPACT TO INSULATION
ELEVATION | ELEVATION | CLADDING | LEVEL 1: STUCCO; LEVEL 2: MAIN STUCCO; LEVEL 3: EXTEND OF DAMAGE: 11-20%; LEVEL 4: SEVERITY OF DAMAGE: FINISH COAT ONLY
ELEVATION | ELEVATION | CLADDING | LEVEL 1: STUCCO; LEVEL 2: MAIN STUCCO; LEVEL 3: EXTEND OF DAMAGE: 11-20%; LEVEL 4: SEVERITY OF DAMAGE: FINISH AND BASE COAT
ELEVATION | ELEVATION | CLADDING | LEVEL 1: STUCCO; LEVEL 2: MAIN STUCCO; LEVEL 3: EXTEND OF DAMAGE: 11-20%; LEVEL 4: SEVERITY OF DAMAGE: FINISH, BASE AND IMPACT TO INSULATION
ELEVATION | ELEVATION | CLADDING | LEVEL 1: STUCCO; LEVEL 2: MAIN STUCCO; LEVEL 3: EXTEND OF DAMAGE: 25-40%; LEVEL 4: SEVERITY OF DAMAGE: FINISH COAT ONLY
ELEVATION | ELEVATION | CLADDING | LEVEL 1: STUCCO; LEVEL 2: MAIN STUCCO; LEVEL 3: EXTEND OF DAMAGE: 25-40%; LEVEL 4: SEVERITY OF DAMAGE: FINISH AND BASE COAT
ELEVATION | ELEVATION | CLADDING | LEVEL 1: STUCCO; LEVEL 2: MAIN STUCCO; LEVEL 3: EXTEND OF DAMAGE: 25-40%; LEVEL 4: SEVERITY OF DAMAGE: FINISH, BASE AND IMPACT TO INSULATION
ELEVATION | ELEVATION | CLADDING | LEVEL 1: STUCCO; LEVEL 2: MAIN STUCCO; LEVEL 3: EXTEND OF DAMAGE: GREATER THAN 40%; LEVEL 4: SEVERITY OF DAMAGE: FINISH COAT ONLY
ELEVATION | ELEVATION | CLADDING | LEVEL 1: STUCCO; LEVEL 2: MAIN STUCCO; LEVEL 3: EXTEND OF DAMAGE: GREATER THAN 40%; LEVEL 4: SEVERITY OF DAMAGE: FINISH AND BASE COAT
ELEVATION | ELEVATION | CLADDING | LEVEL 1: STUCCO; LEVEL 2: MAIN STUCCO; LEVEL 3: EXTEND OF DAMAGE: GREATER THAN 40%; LEVEL 4: SEVERITY OF DAMAGE: FINISH, BASE AND IMPACT TO INSULATION
ELEVATION | ELEVATION | CLADDING | LEVEL 1: STUCCO; LEVEL 2: TRIM; LEVEL 3: LINEAR FOOTAGE
ELEVATION | ELEVATION | CLADDING | LEVEL 1: STUCCO; LEVEL 2: TRIM; LEVEL 3: EXTEND OF DAMAGE: LESS THAN 5%; LEVEL 4: SEVERITY OF DAMAGE: FINISH COAT ONLY
ELEVATION | ELEVATION | CLADDING | LEVEL 1: STUCCO; LEVEL 2: TRIM; LEVEL 3: EXTEND OF DAMAGE: LESS THAN 5%; LEVEL 4: SEVERITY OF DAMAGE: FINISH AND BASE COAT
ELEVATION | ELEVATION | CLADDING | LEVEL 1: STUCCO; LEVEL 2: TRIM; LEVEL 3: EXTEND OF DAMAGE: LESS THAN 5%; LEVEL 4: SEVERITY OF DAMAGE: FINISH, BASE AND IMPACT TO INSULATION
ELEVATION | ELEVATION | CLADDING | LEVEL 1: STUCCO; LEVEL 2: TRIM; LEVEL 3: EXTEND OF DAMAGE: 6-10%; LEVEL 4: SEVERITY OF DAMAGE: FINISH COAT ONLY
ELEVATION | ELEVATION | CLADDING | LEVEL 1: STUCCO; LEVEL 2: TRIM; LEVEL 3: EXTEND OF DAMAGE: 6-10%; LEVEL 4: SEVERITY OF DAMAGE: FINISH AND BASE COAT
ELEVATION | ELEVATION | CLADDING | LEVEL 1: STUCCO; LEVEL 2: TRIM; LEVEL 3: EXTEND OF DAMAGE: 6-10%; LEVEL 4: SEVERITY OF DAMAGE: FINISH, BASE AND IMPACT TO INSULATION
ELEVATION | ELEVATION | CLADDING | LEVEL 1: STUCCO; LEVEL 2: TRIM; LEVEL 3: EXTEND OF DAMAGE: 11-20%; LEVEL 4: SEVERITY OF DAMAGE: FINISH COAT ONLY
ELEVATION | ELEVATION | CLADDING | LEVEL 1: STUCCO; LEVEL 2: TRIM; LEVEL 3: EXTEND OF DAMAGE: 11-20%; LEVEL 4: SEVERITY OF DAMAGE: FINISH AND BASE COAT
ELEVATION | ELEVATION | CLADDING | LEVEL 1: STUCCO; LEVEL 2: TRIM; LEVEL 3: EXTEND OF DAMAGE: 11-20%; LEVEL 4: SEVERITY OF DAMAGE: FINISH, BASE AND IMPACT TO INSULATION
ELEVATION | ELEVATION | CLADDING | LEVEL 1: STUCCO; LEVEL 2: TRIM; LEVEL 3: EXTEND OF DAMAGE: 25-40%; LEVEL 4: SEVERITY OF DAMAGE: FINISH COAT ONLY
ELEVATION | ELEVATION | CLADDING | LEVEL 1: STUCCO; LEVEL 2: TRIM; LEVEL 3: EXTEND OF DAMAGE: 25-40%; LEVEL 4: SEVERITY OF DAMAGE: FINISH AND BASE COAT
ELEVATION | ELEVATION | CLADDING | LEVEL 1: STUCCO; LEVEL 2: TRIM; LEVEL 3: EXTEND OF DAMAGE: 25-40%; LEVEL 4: SEVERITY OF DAMAGE: FINISH, BASE AND IMPACT TO INSULATION
ELEVATION | ELEVATION | CLADDING | LEVEL 1: STUCCO; LEVEL 2: TRIM; LEVEL 3: EXTEND OF DAMAGE: GREATER THAN 40%; LEVEL 4: SEVERITY OF DAMAGE: FINISH COAT ONLY
ELEVATION | ELEVATION | CLADDING | LEVEL 1: STUCCO; LEVEL 2: TRIM; LEVEL 3: EXTEND OF DAMAGE: GREATER THAN 40%; LEVEL 4: SEVERITY OF DAMAGE: FINISH AND BASE COAT
ELEVATION | ELEVATION | CLADDING | LEVEL 1: STUCCO; LEVEL 2: TRIM; LEVEL 3: EXTEND OF DAMAGE: GREATER THAN 40%; LEVEL 4: SEVERITY OF DAMAGE: FINISH, BASE AND IMPACT TO INSULATION
ELEVATION | ELEVATION | CLADDING | LEVEL 1: STUCCO; LEVEL 2: QUOINS; LEVEL 3: # OF QUOINS
ELEVATION | ELEVATION | CLADDING | LEVEL 1: STUCCO; LEVEL 2: QUOINS; LEVEL 3: EXTEND OF DAMAGE: LESS THAN 5%; LEVEL 4: SEVERITY OF DAMAGE: FINISH COAT ONLY
ELEVATION | ELEVATION | CLADDING | LEVEL 1: STUCCO; LEVEL 2: QUOINS; LEVEL 3: EXTEND OF DAMAGE: LESS THAN 5%; LEVEL 4: SEVERITY OF DAMAGE: FINISH AND BASE COAT
ELEVATION | ELEVATION | CLADDING | LEVEL 1: STUCCO; LEVEL 2: QUOINS; LEVEL 3: EXTEND OF DAMAGE: LESS THAN 5%; LEVEL 4: SEVERITY OF DAMAGE: FINISH, BASE AND IMPACT TO INSULATION
ELEVATION | ELEVATION | CLADDING | LEVEL 1: STUCCO; LEVEL 2: QUOINS; LEVEL 3: EXTEND OF DAMAGE: 6-10%; LEVEL 4: SEVERITY OF DAMAGE: FINISH COAT ONLY
ELEVATION | ELEVATION | CLADDING | LEVEL 1: STUCCO; LEVEL 2: QUOINS; LEVEL 3: EXTEND OF DAMAGE: 6-10%; LEVEL 4: SEVERITY OF DAMAGE: FINISH AND BASE COAT
ELEVATION | ELEVATION | CLADDING | LEVEL 1: STUCCO; LEVEL 2: QUOINS; LEVEL 3: EXTEND OF DAMAGE: 6-10%; LEVEL 4: SEVERITY OF DAMAGE: FINISH, BASE AND IMPACT TO INSULATION
ELEVATION | ELEVATION | CLADDING | LEVEL 1: STUCCO; LEVEL 2: QUOINS; LEVEL 3: EXTEND OF DAMAGE: 11-20%; LEVEL 4: SEVERITY OF DAMAGE: FINISH COAT ONLY
ELEVATION | ELEVATION | CLADDING | LEVEL 1: STUCCO; LEVEL 2: QUOINS; LEVEL 3: EXTEND OF DAMAGE: 11-20%; LEVEL 4: SEVERITY OF DAMAGE: FINISH AND BASE COAT
ELEVATION | ELEVATION | CLADDING | LEVEL 1: STUCCO; LEVEL 2: QUOINS; LEVEL 3: EXTEND OF DAMAGE: 11-20%; LEVEL 4: SEVERITY OF DAMAGE: FINISH, BASE AND IMPACT TO INSULATION
ELEVATION | ELEVATION | CLADDING | LEVEL 1: STUCCO; LEVEL 2: QUOINS; LEVEL 3: EXTEND OF DAMAGE: 25-40%; LEVEL 4: SEVERITY OF DAMAGE: FINISH COAT ONLY
ELEVATION | ELEVATION | CLADDING | LEVEL 1: STUCCO; LEVEL 2: QUOINS; LEVEL 3: EXTEND OF DAMAGE: 25-40%; LEVEL 4: SEVERITY OF DAMAGE: FINISH AND BASE COAT
ELEVATION | ELEVATION | CLADDING | LEVEL 1: STUCCO; LEVEL 2: QUOINS; LEVEL 3: EXTEND OF DAMAGE: 25-40%; LEVEL 4: SEVERITY OF DAMAGE: FINISH, BASE AND IMPACT TO INSULATION
ELEVATION | ELEVATION | CLADDING | LEVEL 1: STUCCO; LEVEL 2: QUOINS; LEVEL 3: EXTEND OF DAMAGE: GREATER THAN 40%; LEVEL 4: SEVERITY OF DAMAGE: FINISH COAT ONLY
ELEVATION | ELEVATION | CLADDING | LEVEL 1: STUCCO; LEVEL 2: QUOINS; LEVEL 3: EXTEND OF DAMAGE: GREATER THAN 40%; LEVEL 4: SEVERITY OF DAMAGE: FINISH AND BASE COAT
ELEVATION | ELEVATION | CLADDING | LEVEL 1: STUCCO; LEVEL 2: QUOINS; LEVEL 3: EXTEND OF DAMAGE: GREATER THAN 40%; LEVEL 4: SEVERITY OF DAMAGE: FINISH, BASE AND IMPACT TO INSULATION
ELEVATION | ELEVATION | CLADDING | LEVEL 1: STUCCO; LEVEL 2: SQ FT ABOVE 20' IN HEIGHT
ELEVATION | ELEVATION | CLADDING | LEVEL 1: STUCCO; LEVEL 2: ADDITIONAL LABOUR HOURS
ELEVATION | ELEVATION | CLADDING | LEVEL 1: STUCCO; LEVEL 2: LIGHT FIXTURES; LEVEL 3: DETACH AND RESET; LEVEL 4: QUANTITY
ELEVATION | ELEVATION | CLADDING | LEVEL 1: STUCCO; LEVEL 2: LIGHT FIXTURES; LEVEL 3: REPLACE; LEVEL 4: QUANTITY
ELEVATION | ELEVATION | CLADDING | LEVEL 1: STUCCO; LEVEL 2: HVAC; LEVEL 3: DETACH AND RESET; LEVEL 4: QUANTITY
ELEVATION | ELEVATION | CLADDING | LEVEL 1: STUCCO; LEVEL 2: HVAC; LEVEL 3: REPLACE; LEVEL 4: QUANTITY

## Sheet2
No | XM8 CODE | Group | Sub group | Item | Level 1 | Level 2 | Level3 | Level 4 | Level 5 | Level 6 | Level 7 | Level 8 | Level 9
1 |  | Interior | Wall | Clean- Seal- odor control | Level 1: Clean; Level 2: Stair Stringer; Level3: Light; Level 4: Linear Footage
2 |  | Interior | Wall | Clean- Seal- odor control | Level 1: Clean; Level 2: Stair Stringer; Level3: Heavy; Level 4: Linear Footage
3 |  | Interior | Wall | Clean- Seal- odor control | Level 1: Clean; Level 2: Stud wall; Level3: Light; Level 4: Sq Ft
4 |  | Interior | Wall | Clean- Seal- odor control | Level 1: Clean; Level 2: Stud wall; Level3: Heavy; Level 4: Sq Ft
5 |  | Interior | Wall | Clean- Seal- odor control | Level 1: Seal-Odor control; Level 2: Sq Ft
6 |  | Interior | Wall | Clean- Seal- odor control | Level 1: Seal-Odor control; Level 2: Add shellac; Level3: Sq Ft
7 |  | Interior | Wall | Clean- Seal- odor control | Level 1: Anti-microbial Coating; Level 2: Sq Ft
8 |  | Interior | Wall | Drywall | Level 1: Clean; Level 2: Light; Level3: Sq Ft
9 |  | Interior | Wall | Drywall | Level 1: Clean; Level 2: Heavy; Level3: Sq Ft
10 |  | Interior | Wall | Drywall | Level 1: Repair; Level 2: Prime; Level3: Sq Ft
11 |  | Interior | Wall | Drywall | Level 1: Repair; Level 2: Paint; Level3: Sq Ft
12 |  | Interior | Wall | Drywall | Level 1: Repair; Level 2: Drywall patch; Level3: Quantity
13 |  | Interior | Wall | Drywall | Level 1: Repair; Level 2: Labor Min; Level3: Labor only
14 |  | Interior | Wall | Drywall | Level 1: Repair; Level 2: Labor Min; Level3: labor and material
15 |  | Interior | Wall | Drywall | Level 1: Repair; Level 2: Hourly labor; Level3: Machine
16 |  | Interior | Wall | Drywall | Level 1: Repair; Level 2: Hourly labor; Level3: light hand texture
17 |  | Interior | Wall | Drywall | Level 1: Repair; Level 2: Hourly labor; Level3: heavy hand texture
18 |  | Interior | Wall | Drywall | Level 1: Repair; Level 2: Tape Joint repair; Level3: Linear Footage
19 |  | Interior | Wall | Drywall | Level 1: Replace; Level 2: Room Size: Small; Level3: mask and protect; Level 4: Floor; Level 5: Sq Ft
20 |  | Interior | Wall | Drywall | Level 1: Replace; Level 2: Room Size: Small; Level3: mask and protect; Level 4: Wall; Level 5: Linear Footage
21 |  | Interior | Wall | Drywall | Level 1: Replace; Level 2: Room Size: medium; Level3: mask and protect; Level 4: Floor; Level 5: Sq Ft
22 |  | Interior | Wall | Drywall | Level 1: Replace; Level 2: Room Size: medium; Level3: mask and protect; Level 4: Wall; Level 5: Linear Footage
23 |  | Interior | Wall | Drywall | Level 1: Replace; Level 2: Room Size: large; Level3: mask and protect; Level 4: Floor; Level 5: Sq Ft
24 |  | Interior | Wall | Drywall | Level 1: Replace; Level 2: Room Size: large; Level3: mask and protect; Level 4: Wall; Level 5: Linear Footage
25 |  | Interior | Wall | Drywall | Level 1: Replace; Level 2: Flood Cut; Level3: Cut Height: 4”; Level 4: Drywall Thickness: ½”; Level 5: Linear Footage
26 |  | Interior | Wall | Drywall | Level 1: Replace; Level 2: Flood Cut; Level3: Cut Height: 4”; Level 4: Drywall Thickness: 5/8”; Level 5: Linear Footage
27 |  | Interior | Wall | Drywall | Level 1: Replace; Level 2: Flood Cut; Level3: Cut Height: 2’; Level 4: Drywall Thickness: ½”; Level 5: Linear Footage
28 |  | Interior | Wall | Drywall | Level 1: Replace; Level 2: Flood Cut; Level3: Cut Height: 2’; Level 4: Drywall Thickness: 5/8”; Level 5: Linear Footage
29 |  | Interior | Wall | Drywall | Level 1: Replace; Level 2: Flood Cut; Level3: Cut Height: 4’; Level 4: Drywall Thickness: ½”; Level 5: Linear Footage
30 |  | Interior | Wall | Drywall | Level 1: Replace; Level 2: Flood Cut; Level3: Cut Height: 4’; Level 4: Drywall Thickness: 5/8”; Level 5: Linear Footage
31 |  | Interior | Wall | Drywall | Level 1: Replace; Level 2: Flood Cut; Level3: Curtains/blinds present; Level 4: Quantity
32 |  | Interior | Wall | Drywall | Replace | Flood Cut | Trim present | Crown molding | Detach and Reset | Linear Footage
33 |  | Interior | Wall | Drywall | Replace | Flood Cut | Trim present | Crown molding | Replace | Linear Footage
34 |  | Interior | Wall | Drywall | Replace | Flood Cut | Trim present | casing | Detach and Reset | Linear Footage
35 |  | Interior | Wall | Drywall | Replace | Flood Cut | Trim present | casing | Replace | Linear Footage
36 |  | Interior | Wall | Drywall | Replace | Flood Cut | Trim present | baseboard | Detach and Reset | Linear Footage
37 |  | Interior | Wall | Drywall | Replace | Flood Cut | Trim present | baseboard | Replace | Linear Footage
38 |  | Interior | Wall | Drywall | Replace | Flood Cut | Trim present | trim | Detach and Reset | Linear Footage
39 |  | Interior | Wall | Drywall | Replace | Flood Cut | Trim present | trim | Replace | Linear Footage
40 |  | Interior | Wall | Drywall | Replace | Entire wall | Thickness: ¼” vinyl coated | Level of finish: Hung only | Acoustic | Sq Ft
41 |  | Interior | Wall | Drywall | Replace | Entire wall | Thickness: ¼” vinyl coated | Level of finish: Hung only | Machine | Sq Ft
42 |  | Interior | Wall | Drywall | Replace | Entire wall | Thickness: ¼” vinyl coated | Level of finish: Hung only | light hand texture | Sq Ft
43 |  | Interior | Wall | Drywall | Replace | Entire wall | Thickness: ¼” vinyl coated | Level of finish: Hung only | heavy hand texture | Sq Ft
44 |  | Interior | Wall | Drywall | Replace | Entire wall | Thickness: ¼” vinyl coated | Level of finish: hung and fire taped | Acoustic | Sq Ft
45 |  | Interior | Wall | Drywall | Replace | Entire wall | Thickness: ¼” vinyl coated | Level of finish: hung and fire taped | Machine | Sq Ft
46 |  | Interior | Wall | Drywall | Replace | Entire wall | Thickness: ¼” vinyl coated | Level of finish: hung and fire taped | light hand texture | Sq Ft
47 |  | Interior | Wall | Drywall | Replace | Entire wall | Thickness: ¼” vinyl coated | Level of finish: hung and fire taped | heavy hand texture | Sq Ft
48 |  | Interior | Wall | Drywall | Replace | Entire wall | Thickness: ¼” vinyl coated | Level of finish: Hung, taped, ready for texture | Acoustic | Sq Ft
49 |  | Interior | Wall | Drywall | Replace | Entire wall | Thickness: ¼” vinyl coated | Level of finish: Hung, taped, ready for texture | Machine | Sq Ft
50 |  | Interior | Wall | Drywall | Replace | Entire wall | Thickness: ¼” vinyl coated | Level of finish: Hung, taped, ready for texture | light hand texture | Sq Ft
51 |  | Interior | Wall | Drywall | Replace | Entire wall | Thickness: ¼” vinyl coated | Level of finish: Hung, taped, ready for texture | heavy hand texture | Sq Ft
52 |  | Interior | Wall | Drywall | Replace | Entire wall | Thickness: 3/8” (mobile home) | Level of finish: Hung only | Acoustic | Sq Ft
53 |  | Interior | Wall | Drywall | Replace | Entire wall | Thickness: 3/8” (mobile home) | Level of finish: Hung only | Machine | Sq Ft
54 |  | Interior | Wall | Drywall | Replace | Entire wall | Thickness: 3/8” (mobile home) | Level of finish: Hung only | light hand texture | Sq Ft
55 |  | Interior | Wall | Drywall | Replace | Entire wall | Thickness: 3/8” (mobile home) | Level of finish: Hung only | heavy hand texture | Sq Ft
56 |  | Interior | Wall | Drywall | Replace | Entire wall | Thickness: 3/8” (mobile home) | Level of finish: hung and fire taped | Acoustic | Sq Ft
57 |  | Interior | Wall | Drywall | Replace | Entire wall | Thickness: 3/8” (mobile home) | Level of finish: hung and fire taped | Machine | Sq Ft
58 |  | Interior | Wall | Drywall | Replace | Entire wall | Thickness: 3/8” (mobile home) | Level of finish: hung and fire taped | light hand texture | Sq Ft
59 |  | Interior | Wall | Drywall | Replace | Entire wall | Thickness: 3/8” (mobile home) | Level of finish: hung and fire taped | heavy hand texture | Sq Ft
60 |  | Interior | Wall | Drywall | Replace | Entire wall | Thickness: 3/8” (mobile home) | Level of finish: Hung, taped, ready for texture | Acoustic | Sq Ft
61 |  | Interior | Wall | Drywall | Replace | Entire wall | Thickness: 3/8” (mobile home) | Level of finish: Hung, taped, ready for texture | Machine | Sq Ft
62 |  | Interior | Wall | Drywall | Replace | Entire wall | Thickness: 3/8” (mobile home) | Level of finish: Hung, taped, ready for texture | light hand texture | Sq Ft
63 |  | Interior | Wall | Drywall | Replace | Entire wall | Thickness: 3/8” (mobile home) | Level of finish: Hung, taped, ready for texture | heavy hand texture | Sq Ft
64 |  | Interior | Wall | Drywall | Replace | Entire wall | Thickness: ½” | Level of finish: Hung only | Acoustic | Sq Ft
65 |  | Interior | Wall | Drywall | Replace | Entire wall | Thickness: ½” | Level of finish: Hung only | Machine | Sq Ft
66 |  | Interior | Wall | Drywall | Replace | Entire wall | Thickness: ½” | Level of finish: Hung only | light hand texture | Sq Ft
67 |  | Interior | Wall | Drywall | Replace | Entire wall | Thickness: ½” | Level of finish: Hung only | heavy hand texture | Sq Ft
68 |  | Interior | Wall | Drywall | Replace | Entire wall | Thickness: ½” | Level of finish: hung and fire taped | Acoustic | Sq Ft
69 |  | Interior | Wall | Drywall | Replace | Entire wall | Thickness: ½” | Level of finish: hung and fire taped | Machine | Sq Ft
70 |  | Interior | Wall | Drywall | Replace | Entire wall | Thickness: ½” | Level of finish: hung and fire taped | light hand texture | Sq Ft
71 |  | Interior | Wall | Drywall | Replace | Entire wall | Thickness: ½” | Level of finish: hung and fire taped | heavy hand texture | Sq Ft
72 |  | Interior | Wall | Drywall | Replace | Entire wall | Thickness: ½” | Level of finish: Hung, taped, ready for texture | Acoustic | Sq Ft
73 |  | Interior | Wall | Drywall | Replace | Entire wall | Thickness: ½” | Level of finish: Hung, taped, ready for texture | Machine | Sq Ft
74 |  | Interior | Wall | Drywall | Replace | Entire wall | Thickness: ½” | Level of finish: Hung, taped, ready for texture | light hand texture | Sq Ft
75 |  | Interior | Wall | Drywall | Replace | Entire wall | Thickness: ½” | Level of finish: Hung, taped, ready for texture | heavy hand texture | Sq Ft
76 |  | Interior | Wall | Drywall | Replace | Entire wall | Thickness: 5/8” | Level of finish: Hung only | Acoustic | Sq Ft
77 |  | Interior | Wall | Drywall | Replace | Entire wall | Thickness: 5/8” | Level of finish: Hung only | Machine | Sq Ft
78 |  | Interior | Wall | Drywall | Replace | Entire wall | Thickness: 5/8” | Level of finish: Hung only | light hand texture | Sq Ft
79 |  | Interior | Wall | Drywall | Replace | Entire wall | Thickness: 5/8” | Level of finish: Hung only | heavy hand texture | Sq Ft
80 |  | Interior | Wall | Drywall | Replace | Entire wall | Thickness: 5/8” | Level of finish: hung and fire taped | Acoustic | Sq Ft
81 |  | Interior | Wall | Drywall | Replace | Entire wall | Thickness: 5/8” | Level of finish: hung and fire taped | Machine | Sq Ft
82 |  | Interior | Wall | Drywall | Replace | Entire wall | Thickness: 5/8” | Level of finish: hung and fire taped | light hand texture | Sq Ft
83 |  | Interior | Wall | Drywall | Replace | Entire wall | Thickness: 5/8” | Level of finish: hung and fire taped | heavy hand texture | Sq Ft
84 |  | Interior | Wall | Drywall | Replace | Entire wall | Thickness: 5/8” | Level of finish: Hung, taped, ready for texture | Acoustic | Sq Ft
85 |  | Interior | Wall | Drywall | Replace | Entire wall | Thickness: 5/8” | Level of finish: Hung, taped, ready for texture | Machine | Sq Ft
86 |  | Interior | Wall | Drywall | Replace | Entire wall | Thickness: 5/8” | Level of finish: Hung, taped, ready for texture | light hand texture | Sq Ft
87 |  | Interior | Wall | Drywall | Replace | Entire wall | Thickness: 5/8” | Level of finish: Hung, taped, ready for texture | heavy hand texture | Sq Ft
88 |  | Interior | Wall | Drywall | Level 1: Replace; Level 2: Entire wall; Level3: Curtains/blinds present; Level 4: Quantity
89 |  | Interior | Wall | Drywall | Replace | Entire wall | Trim present | Crown molding | Detach and Reset | Linear Footage
90 |  | Interior | Wall | Drywall | Replace | Entire wall | Trim present | Crown molding | Replace | Linear Footage
91 |  | Interior | Wall | Drywall | Replace | Entire wall | Trim present | casing | Detach and Reset | Linear Footage
92 |  | Interior | Wall | Drywall | Replace | Entire wall | Trim present | casing | Replace | Linear Footage
93 |  | Interior | Wall | Drywall | Replace | Entire wall | Trim present | baseboard | Detach and Reset | Linear Footage
94 |  | Interior | Wall | Drywall | Replace | Entire wall | Trim present | baseboard | Replace | Linear Footage
95 |  | Interior | Wall | Drywall | Replace | Entire wall | Trim present | trim | Detach and Reset | Linear Footage
96 |  | Interior | Wall | Drywall | Replace | Entire wall | Trim present | trim | Replace | Linear Footage
97 |  | Interior | Wall | Drywall | Level 1: Replace; Level 2: Entire wall; Level3: Prime; Level 4: Sq Ft
98 |  | Interior | Wall | Drywall | Level 1: Replace; Level 2: Entire wall; Level3: Paint; Level 4: Sq Ft
99 |  | Interior | Wall | Drywall | Replace | Entire room | Thickness: ¼” vinyl coated | Level of finish: Hung only | Acoustic | Sq Ft
100 |  | Interior | Wall | Drywall | Replace | Entire room | Thickness: ¼” vinyl coated | Level of finish: Hung only | Machine | Sq Ft
101 |  | Interior | Wall | Drywall | Replace | Entire room | Thickness: ¼” vinyl coated | Level of finish: Hung only | light hand texture | Sq Ft
102 |  | Interior | Wall | Drywall | Replace | Entire room | Thickness: ¼” vinyl coated | Level of finish: Hung only | heavy hand texture | Sq Ft
103 |  | Interior | Wall | Drywall | Replace | Entire room | Thickness: ¼” vinyl coated | Level of finish: hung and fire taped | Acoustic | Sq Ft
104 |  | Interior | Wall | Drywall | Replace | Entire room | Thickness: ¼” vinyl coated | Level of finish: hung and fire taped | Machine | Sq Ft
105 |  | Interior | Wall | Drywall | Replace | Entire room | Thickness: ¼” vinyl coated | Level of finish: hung and fire taped | light hand texture | Sq Ft
106 |  | Interior | Wall | Drywall | Replace | Entire room | Thickness: ¼” vinyl coated | Level of finish: hung and fire taped | heavy hand texture | Sq Ft
107 |  | Interior | Wall | Drywall | Replace | Entire room | Thickness: ¼” vinyl coated | Level of finish: Hung, taped, ready for texture | Acoustic | Sq Ft
108 |  | Interior | Wall | Drywall | Replace | Entire room | Thickness: ¼” vinyl coated | Level of finish: Hung, taped, ready for texture | Machine | Sq Ft
109 |  | Interior | Wall | Drywall | Replace | Entire room | Thickness: ¼” vinyl coated | Level of finish: Hung, taped, ready for texture | light hand texture | Sq Ft
110 |  | Interior | Wall | Drywall | Replace | Entire room | Thickness: ¼” vinyl coated | Level of finish: Hung, taped, ready for texture | heavy hand texture | Sq Ft
111 |  | Interior | Wall | Drywall | Replace | Entire room | Thickness: 3/8” (mobile home) | Level of finish: Hung only | Acoustic | Sq Ft
112 |  | Interior | Wall | Drywall | Replace | Entire room | Thickness: 3/8” (mobile home) | Level of finish: Hung only | Machine | Sq Ft
113 |  | Interior | Wall | Drywall | Replace | Entire room | Thickness: 3/8” (mobile home) | Level of finish: Hung only | light hand texture | Sq Ft
114 |  | Interior | Wall | Drywall | Replace | Entire room | Thickness: 3/8” (mobile home) | Level of finish: Hung only | heavy hand texture | Sq Ft
115 |  | Interior | Wall | Drywall | Replace | Entire room | Thickness: 3/8” (mobile home) | Level of finish: hung and fire taped | Acoustic | Sq Ft
116 |  | Interior | Wall | Drywall | Replace | Entire room | Thickness: 3/8” (mobile home) | Level of finish: hung and fire taped | Machine | Sq Ft
117 |  | Interior | Wall | Drywall | Replace | Entire room | Thickness: 3/8” (mobile home) | Level of finish: hung and fire taped | light hand texture | Sq Ft
118 |  | Interior | Wall | Drywall | Replace | Entire room | Thickness: 3/8” (mobile home) | Level of finish: hung and fire taped | heavy hand texture | Sq Ft
119 |  | Interior | Wall | Drywall | Replace | Entire room | Thickness: 3/8” (mobile home) | Level of finish: Hung, taped, ready for texture | Acoustic | Sq Ft
120 |  | Interior | Wall | Drywall | Replace | Entire room | Thickness: 3/8” (mobile home) | Level of finish: Hung, taped, ready for texture | Machine | Sq Ft
121 |  | Interior | Wall | Drywall | Replace | Entire room | Thickness: 3/8” (mobile home) | Level of finish: Hung, taped, ready for texture | light hand texture | Sq Ft
122 |  | Interior | Wall | Drywall | Replace | Entire room | Thickness: 3/8” (mobile home) | Level of finish: Hung, taped, ready for texture | heavy hand texture | Sq Ft
123 |  | Interior | Wall | Drywall | Replace | Entire room | Thickness: ½” | Level of finish: Hung only | Acoustic | Sq Ft
124 |  | Interior | Wall | Drywall | Replace | Entire room | Thickness: ½” | Level of finish: Hung only | Machine | Sq Ft
125 |  | Interior | Wall | Drywall | Replace | Entire room | Thickness: ½” | Level of finish: Hung only | light hand texture | Sq Ft
126 |  | Interior | Wall | Drywall | Replace | Entire room | Thickness: ½” | Level of finish: Hung only | heavy hand texture | Sq Ft
127 |  | Interior | Wall | Drywall | Replace | Entire room | Thickness: ½” | Level of finish: hung and fire taped | Acoustic | Sq Ft
128 |  | Interior | Wall | Drywall | Replace | Entire room | Thickness: ½” | Level of finish: hung and fire taped | Machine | Sq Ft
129 |  | Interior | Wall | Drywall | Replace | Entire room | Thickness: ½” | Level of finish: hung and fire taped | light hand texture | Sq Ft
130 |  | Interior | Wall | Drywall | Replace | Entire room | Thickness: ½” | Level of finish: hung and fire taped | heavy hand texture | Sq Ft
131 |  | Interior | Wall | Drywall | Replace | Entire room | Thickness: ½” | Level of finish: Hung, taped, ready for texture | Acoustic | Sq Ft
132 |  | Interior | Wall | Drywall | Replace | Entire room | Thickness: ½” | Level of finish: Hung, taped, ready for texture | Machine | Sq Ft
133 |  | Interior | Wall | Drywall | Replace | Entire room | Thickness: ½” | Level of finish: Hung, taped, ready for texture | light hand texture | Sq Ft
134 |  | Interior | Wall | Drywall | Replace | Entire room | Thickness: ½” | Level of finish: Hung, taped, ready for texture | heavy hand texture | Sq Ft
135 |  | Interior | Wall | Drywall | Replace | Entire room | Thickness: 5/8” | Level of finish: Hung only | Acoustic | Sq Ft
136 |  | Interior | Wall | Drywall | Replace | Entire room | Thickness: 5/8” | Level of finish: Hung only | Machine | Sq Ft
137 |  | Interior | Wall | Drywall | Replace | Entire room | Thickness: 5/8” | Level of finish: Hung only | light hand texture | Sq Ft
138 |  | Interior | Wall | Drywall | Replace | Entire room | Thickness: 5/8” | Level of finish: Hung only | heavy hand texture | Sq Ft
139 |  | Interior | Wall | Drywall | Replace | Entire room | Thickness: 5/8” | Level of finish: hung and fire taped | Acoustic | Sq Ft
140 |  | Interior | Wall | Drywall | Replace | Entire room | Thickness: 5/8” | Level of finish: hung and fire taped | Machine | Sq Ft
141 |  | Interior | Wall | Drywall | Replace | Entire room | Thickness: 5/8” | Level of finish: hung and fire taped | light hand texture | Sq Ft
142 |  | Interior | Wall | Drywall | Replace | Entire room | Thickness: 5/8” | Level of finish: hung and fire taped | heavy hand texture | Sq Ft
143 |  | Interior | Wall | Drywall | Replace | Entire room | Thickness: 5/8” | Level of finish: Hung, taped, ready for texture | Acoustic | Sq Ft
144 |  | Interior | Wall | Drywall | Replace | Entire room | Thickness: 5/8” | Level of finish: Hung, taped, ready for texture | Machine | Sq Ft
145 |  | Interior | Wall | Drywall | Replace | Entire room | Thickness: 5/8” | Level of finish: Hung, taped, ready for texture | light hand texture | Sq Ft
146 |  | Interior | Wall | Drywall | Replace | Entire room | Thickness: 5/8” | Level of finish: Hung, taped, ready for texture | heavy hand texture | Sq Ft
147 |  | Interior | Wall | Drywall | Level 1: Replace; Level 2: Entire room; Level3: Curtains/blinds present; Level 4: Quantity
148 |  | Interior | Wall | Drywall | Replace | Entire room | Trim present | Crown molding | Detach and Reset | Linear Footage
149 |  | Interior | Wall | Drywall | Replace | Entire room | Trim present | Crown molding | Replace | Linear Footage
150 |  | Interior | Wall | Drywall | Replace | Entire room | Trim present | casing | Detach and Reset | Linear Footage
151 |  | Interior | Wall | Drywall | Replace | Entire room | Trim present | casing | Replace | Linear Footage
152 |  | Interior | Wall | Drywall | Replace | Entire room | Trim present | baseboard | Detach and Reset | Linear Footage
153 |  | Interior | Wall | Drywall | Replace | Entire room | Trim present | baseboard | Replace | Linear Footage
154 |  | Interior | Wall | Drywall | Replace | Entire room | Trim present | trim | Detach and Reset | Linear Footage
155 |  | Interior | Wall | Drywall | Replace | Entire room | Trim present | trim | Replace | Linear Footage
156 |  | Interior | Wall | Drywall | Level 1: Replace; Level 2: Entire room; Level3: Prime; Level 4: Sq Ft
157 |  | Interior | Wall | Drywall | Level 1: Replace; Level 2: Entire room; Level3: Paint; Level 4: Sq Ft
158 |  | Interior | Wall | Drywall | Replace | Partial wall | Thickness: ¼” vinyl coated | Level of finish: Hung only | Acoustic | Sq Ft
159 |  | Interior | Wall | Drywall | Replace | Partial wall | Thickness: ¼” vinyl coated | Level of finish: Hung only | Machine | Sq Ft
160 |  | Interior | Wall | Drywall | Replace | Partial wall | Thickness: ¼” vinyl coated | Level of finish: Hung only | light hand texture | Sq Ft
161 |  | Interior | Wall | Drywall | Replace | Partial wall | Thickness: ¼” vinyl coated | Level of finish: Hung only | heavy hand texture | Sq Ft
162 |  | Interior | Wall | Drywall | Replace | Partial wall | Thickness: ¼” vinyl coated | Level of finish: hung and fire taped | Acoustic | Sq Ft
163 |  | Interior | Wall | Drywall | Replace | Partial wall | Thickness: ¼” vinyl coated | Level of finish: hung and fire taped | Machine | Sq Ft
164 |  | Interior | Wall | Drywall | Replace | Partial wall | Thickness: ¼” vinyl coated | Level of finish: hung and fire taped | light hand texture | Sq Ft
165 |  | Interior | Wall | Drywall | Replace | Partial wall | Thickness: ¼” vinyl coated | Level of finish: hung and fire taped | heavy hand texture | Sq Ft
166 |  | Interior | Wall | Drywall | Replace | Partial wall | Thickness: ¼” vinyl coated | Level of finish: Hung, taped, ready for texture | Acoustic | Sq Ft
167 |  | Interior | Wall | Drywall | Replace | Partial wall | Thickness: ¼” vinyl coated | Level of finish: Hung, taped, ready for texture | Machine | Sq Ft
168 |  | Interior | Wall | Drywall | Replace | Partial wall | Thickness: ¼” vinyl coated | Level of finish: Hung, taped, ready for texture | light hand texture | Sq Ft
169 |  | Interior | Wall | Drywall | Replace | Partial wall | Thickness: ¼” vinyl coated | Level of finish: Hung, taped, ready for texture | heavy hand texture | Sq Ft
170 |  | Interior | Wall | Drywall | Replace | Partial wall | Thickness: 3/8” (mobile home) | Level of finish: Hung only | Acoustic | Sq Ft
171 |  | Interior | Wall | Drywall | Replace | Partial wall | Thickness: 3/8” (mobile home) | Level of finish: Hung only | Machine | Sq Ft
172 |  | Interior | Wall | Drywall | Replace | Partial wall | Thickness: 3/8” (mobile home) | Level of finish: Hung only | light hand texture | Sq Ft
173 |  | Interior | Wall | Drywall | Replace | Partial wall | Thickness: 3/8” (mobile home) | Level of finish: Hung only | heavy hand texture | Sq Ft
174 |  | Interior | Wall | Drywall | Replace | Partial wall | Thickness: 3/8” (mobile home) | Level of finish: hung and fire taped | Acoustic | Sq Ft
175 |  | Interior | Wall | Drywall | Replace | Partial wall | Thickness: 3/8” (mobile home) | Level of finish: hung and fire taped | Machine | Sq Ft
176 |  | Interior | Wall | Drywall | Replace | Partial wall | Thickness: 3/8” (mobile home) | Level of finish: hung and fire taped | light hand texture | Sq Ft
177 |  | Interior | Wall | Drywall | Replace | Partial wall | Thickness: 3/8” (mobile home) | Level of finish: hung and fire taped | heavy hand texture | Sq Ft
178 |  | Interior | Wall | Drywall | Replace | Partial wall | Thickness: 3/8” (mobile home) | Level of finish: Hung, taped, ready for texture | Acoustic | Sq Ft
179 |  | Interior | Wall | Drywall | Replace | Partial wall | Thickness: 3/8” (mobile home) | Level of finish: Hung, taped, ready for texture | Machine | Sq Ft
180 |  | Interior | Wall | Drywall | Replace | Partial wall | Thickness: 3/8” (mobile home) | Level of finish: Hung, taped, ready for texture | light hand texture | Sq Ft
181 |  | Interior | Wall | Drywall | Replace | Partial wall | Thickness: 3/8” (mobile home) | Level of finish: Hung, taped, ready for texture | heavy hand texture | Sq Ft
182 |  | Interior | Wall | Drywall | Replace | Partial wall | Thickness: ½” | Level of finish: Hung only | Acoustic | Sq Ft
183 |  | Interior | Wall | Drywall | Replace | Partial wall | Thickness: ½” | Level of finish: Hung only | Machine | Sq Ft
184 |  | Interior | Wall | Drywall | Replace | Partial wall | Thickness: ½” | Level of finish: Hung only | light hand texture | Sq Ft
185 |  | Interior | Wall | Drywall | Replace | Partial wall | Thickness: ½” | Level of finish: Hung only | heavy hand texture | Sq Ft
186 |  | Interior | Wall | Drywall | Replace | Partial wall | Thickness: ½” | Level of finish: hung and fire taped | Acoustic | Sq Ft
187 |  | Interior | Wall | Drywall | Replace | Partial wall | Thickness: ½” | Level of finish: hung and fire taped | Machine | Sq Ft
188 |  | Interior | Wall | Drywall | Replace | Partial wall | Thickness: ½” | Level of finish: hung and fire taped | light hand texture | Sq Ft
189 |  | Interior | Wall | Drywall | Replace | Partial wall | Thickness: ½” | Level of finish: hung and fire taped | heavy hand texture | Sq Ft
190 |  | Interior | Wall | Drywall | Replace | Partial wall | Thickness: ½” | Level of finish: Hung, taped, ready for texture | Acoustic | Sq Ft
191 |  | Interior | Wall | Drywall | Replace | Partial wall | Thickness: ½” | Level of finish: Hung, taped, ready for texture | Machine | Sq Ft
192 |  | Interior | Wall | Drywall | Replace | Partial wall | Thickness: ½” | Level of finish: Hung, taped, ready for texture | light hand texture | Sq Ft
193 |  | Interior | Wall | Drywall | Replace | Partial wall | Thickness: ½” | Level of finish: Hung, taped, ready for texture | heavy hand texture | Sq Ft
194 |  | Interior | Wall | Drywall | Replace | Partial wall | Thickness: 5/8” | Level of finish: Hung only | Acoustic | Sq Ft
195 |  | Interior | Wall | Drywall | Replace | Partial wall | Thickness: 5/8” | Level of finish: Hung only | Machine | Sq Ft
196 |  | Interior | Wall | Drywall | Replace | Partial wall | Thickness: 5/8” | Level of finish: Hung only | light hand texture | Sq Ft
197 |  | Interior | Wall | Drywall | Replace | Partial wall | Thickness: 5/8” | Level of finish: Hung only | heavy hand texture | Sq Ft
198 |  | Interior | Wall | Drywall | Replace | Partial wall | Thickness: 5/8” | Level of finish: hung and fire taped | Acoustic | Sq Ft
199 |  | Interior | Wall | Drywall | Replace | Partial wall | Thickness: 5/8” | Level of finish: hung and fire taped | Machine | Sq Ft
200 |  | Interior | Wall | Drywall | Replace | Partial wall | Thickness: 5/8” | Level of finish: hung and fire taped | light hand texture | Sq Ft
201 |  | Interior | Wall | Drywall | Replace | Partial wall | Thickness: 5/8” | Level of finish: hung and fire taped | heavy hand texture | Sq Ft
202 |  | Interior | Wall | Drywall | Replace | Partial wall | Thickness: 5/8” | Level of finish: Hung, taped, ready for texture | Acoustic | Sq Ft
203 |  | Interior | Wall | Drywall | Replace | Partial wall | Thickness: 5/8” | Level of finish: Hung, taped, ready for texture | Machine | Sq Ft
204 |  | Interior | Wall | Drywall | Replace | Partial wall | Thickness: 5/8” | Level of finish: Hung, taped, ready for texture | light hand texture | Sq Ft
205 |  | Interior | Wall | Drywall | Replace | Partial wall | Thickness: 5/8” | Level of finish: Hung, taped, ready for texture | heavy hand texture | Sq Ft
206 |  | Interior | Wall | Drywall | Level 1: Replace; Level 2: Partial wall; Level3: Curtains/blinds present; Level 4: Quantity
207 |  | Interior | Wall | Drywall | Replace | Partial wall | Trim present | Crown molding | Detach and Reset | Linear Footage
208 |  | Interior | Wall | Drywall | Replace | Partial wall | Trim present | Crown molding | Replace | Linear Footage
209 |  | Interior | Wall | Drywall | Replace | Partial wall | Trim present | casing | Detach and Reset | Linear Footage
210 |  | Interior | Wall | Drywall | Replace | Partial wall | Trim present | casing | Replace | Linear Footage
211 |  | Interior | Wall | Drywall | Replace | Partial wall | Trim present | baseboard | Detach and Reset | Linear Footage
212 |  | Interior | Wall | Drywall | Replace | Partial wall | Trim present | baseboard | Replace | Linear Footage
213 |  | Interior | Wall | Drywall | Replace | Partial wall | Trim present | trim | Detach and Reset | Linear Footage
214 |  | Interior | Wall | Drywall | Replace | Partial wall | Trim present | trim | Replace | Linear Footage
215 |  | Interior | Wall | Drywall | Level 1: Replace; Level 2: Partial wall; Level3: Prime; Level 4: Sq Ft
216 |  | Interior | Wall | Drywall | Level 1: Replace; Level 2: Partial wall; Level3: Paint; Level 4: Sq Ft
217 |  | Interior | Wall | Paint | material: Drywall | content manipulation needed | Room Size: Small | mask and protect needed | Floor | Sq Ft
218 |  | Interior | Wall | Paint | material: Drywall | content manipulation needed | Room Size: Small | mask and protect needed | Walls | Linear Footage
219 |  | Interior | Wall | Paint | material: Drywall | content manipulation needed | Room Size: medium | mask and protect needed | Floor | Sq Ft
220 |  | Interior | Wall | Paint | material: Drywall | content manipulation needed | Room Size: medium | mask and protect needed | Walls | Linear Footage
221 |  | Interior | Wall | Paint | material: Drywall | content manipulation needed | Room Size: large | mask and protect needed | Floor | Sq Ft
222 |  | Interior | Wall | Paint | material: Drywall | content manipulation needed | Room Size: large | mask and protect needed | Walls | Linear Footage
223 |  | Interior | Wall | Paint | material: plaster | content manipulation needed | Room Size: Small | mask and protect needed | Floor | Sq Ft
224 |  | Interior | Wall | Paint | material: plaster | content manipulation needed | Room Size: Small | mask and protect needed | Walls | Linear Footage
225 |  | Interior | Wall | Paint | material: plaster | content manipulation needed | Room Size: medium | mask and protect needed | Floor | Sq Ft
226 |  | Interior | Wall | Paint | material: plaster | content manipulation needed | Room Size: medium | mask and protect needed | Walls | Linear Footage
227 |  | Interior | Wall | Paint | material: plaster | content manipulation needed | Room Size: large | mask and protect needed | Floor | Sq Ft
228 |  | Interior | Wall | Paint | material: plaster | content manipulation needed | Room Size: large | mask and protect needed | Walls | Linear Footage
229 |  | Interior | Wall | Paint | material: trim | content manipulation needed | Room Size: Small | mask and protect needed | Floor | Sq Ft
230 |  | Interior | Wall | Paint | material: trim | content manipulation needed | Room Size: Small | mask and protect needed | Walls | Linear Footage
231 |  | Interior | Wall | Paint | material: trim | content manipulation needed | Room Size: medium | mask and protect needed | Floor | Sq Ft
232 |  | Interior | Wall | Paint | material: trim | content manipulation needed | Room Size: medium | mask and protect needed | Walls | Linear Footage
233 |  | Interior | Wall | Paint | material: trim | content manipulation needed | Room Size: large | mask and protect needed | Floor | Sq Ft
234 |  | Interior | Wall | Paint | material: trim | content manipulation needed | Room Size: large | mask and protect needed | Walls | Linear Footage
235 |  | Interior | Wall | Paint | material: paneling | content manipulation needed | Room Size: Small | mask and protect needed | Floor | Sq Ft
236 |  | Interior | Wall | Paint | material: paneling | content manipulation needed | Room Size: Small | mask and protect needed | Walls | Linear Footage
237 |  | Interior | Wall | Paint | material: paneling | content manipulation needed | Room Size: medium | mask and protect needed | Floor | Sq Ft
238 |  | Interior | Wall | Paint | material: paneling | content manipulation needed | Room Size: medium | mask and protect needed | Walls | Linear Footage
239 |  | Interior | Wall | Paint | material: paneling | content manipulation needed | Room Size: large | mask and protect needed | Floor | Sq Ft
240 |  | Interior | Wall | Paint | material: paneling | content manipulation needed | Room Size: large | mask and protect needed | Walls | Linear Footage
241 |  | Interior | Wall | Paint | Level 1: material: Drywall; Level 2: Prime; Level3: Sq Ft
242 |  | Interior | Wall | Paint | Level 1: material: plaster; Level 2: Prime; Level3: Sq Ft
243 |  | Interior | Wall | Paint | Level 1: material: paneling; Level 2: Prime; Level3: Sq Ft
244 |  | Interior | Wall | Paint | Level 1: material: trim; Level 2: Prime; Level3: Linear Footage
245 |  | Interior | Wall | Paint | Level 1: material: Drywall; Level 2: Paint; Level3: Sq Ft
246 |  | Interior | Wall | Paint | Level 1: material: plaster; Level 2: Paint; Level3: Sq Ft
247 |  | Interior | Wall | Paint | Level 1: material: paneling; Level 2: Paint; Level3: Sq Ft
248 |  | Interior | Wall | Paint | Level 1: material: trim; Level 2: Paint; Level3: Linear Footage
249 |  | Interior | Wall | Paint | Level 1: material: Drywall; Level 2: Add Faux; Level3: 2 part
250 |  | Interior | Wall | Paint | Level 1: material: Drywall; Level 2: Add Faux; Level3: 3 part
251 |  | Interior | Wall | Paint | Level 1: material: Drywall; Level 2: Add Faux; Level3: marbling
252 |  | Interior | Wall | Paint | Level 1: material: plaster; Level 2: Add Faux; Level3: 2 part
253 |  | Interior | Wall | Paint | Level 1: material: plaster; Level 2: Add Faux; Level3: 3 part
254 |  | Interior | Wall | Paint | Level 1: material: plaster; Level 2: Add Faux; Level3: marbling
255 |  | Interior | Wall | Paint | Level 1: material: paneling; Level 2: Add Faux; Level3: 2 part
256 |  | Interior | Wall | Paint | Level 1: material: paneling; Level 2: Add Faux; Level3: 3 part
257 |  | Interior | Wall | Paint | Level 1: material: paneling; Level 2: Add Faux; Level3: marbling
258 |  | Interior | Wall | Plaster | Level 1: content manipulation needed; Level 2: Room Size: Small; Level3: mask and protect needed; Level 4: Floor; Level 5: Sq Ft
259 |  | Interior | Wall | Plaster | Level 1: content manipulation needed; Level 2: Room Size: Small; Level3: mask and protect needed; Level 4: Ceiling; Level 5: Linear Footage
260 |  | Interior | Wall | Plaster | Level 1: content manipulation needed; Level 2: Room Size: medium; Level3: mask and protect needed; Level 4: Floor; Level 5: Sq Ft
261 |  | Interior | Wall | Plaster | Level 1: content manipulation needed; Level 2: Room Size: medium; Level3: mask and protect needed; Level 4: Ceiling; Level 5: Linear Footage
262 |  | Interior | Wall | Plaster | Level 1: content manipulation needed; Level 2: Room Size: large; Level3: mask and protect needed; Level 4: Floor; Level 5: Sq Ft
263 |  | Interior | Wall | Plaster | Level 1: content manipulation needed; Level 2: Room Size: large; Level3: mask and protect needed; Level 4: Ceiling; Level 5: Linear Footage
264 |  | Interior | Wall | Plaster | Level 1: Clean; Level 2: Light; Level3: Sq Ft
265 |  | Interior | Wall | Plaster | Level 1: Clean; Level 2: Heavy; Level3: Sq Ft
266 |  | Interior | Wall | Plaster | Level 1: Repair; Level 2: Thin Coat plaster (no Lath); Level3: Sq Ft
267 |  | Interior | Wall | Plaster | Level 1: Repair; Level 2: 2 coat plaster over metal lath; Level3: Sq Ft
268 |  | Interior | Wall | Plaster | Replace | Tear off plaster on wood lath | Application: over gypsum blue board | ½” | Coats: Thin coat | Sq Ft
269 |  | Interior | Wall | Plaster | Replace | Tear off plaster on wood lath | Application: over gypsum blue board | ½” | Coats: 2 coat | Sq Ft
270 |  | Interior | Wall | Plaster | Replace | Tear off plaster on wood lath | Application: over gypsum blue board | ½” | Coats: 3 coat | Sq Ft
271 |  | Interior | Wall | Plaster | Replace | Tear off plaster on wood lath | Application: over gypsum blue board | 5/8” | Coats: Thin coat | Sq Ft
272 |  | Interior | Wall | Plaster | Replace | Tear off plaster on wood lath | Application: over gypsum blue board | 5/8” | Coats: 2 coat | Sq Ft
273 |  | Interior | Wall | Plaster | Replace | Tear off plaster on wood lath | Application: over gypsum blue board | 5/8” | Coats: 3 coat | Sq Ft
274 |  | Interior | Wall | Plaster | Level 1: Replace; Level 2: Tear off plaster on wood lath; Level3: Application: over metal lath; Level 4: Coats: Thin coat; Level 5: Sq Ft
275 |  | Interior | Wall | Plaster | Level 1: Replace; Level 2: Tear off plaster on wood lath; Level3: Application: over metal lath; Level 4: Coats: 2 coat; Level 5: Sq Ft
276 |  | Interior | Wall | Plaster | Level 1: Replace; Level 2: Tear off plaster on wood lath; Level3: Application: over metal lath; Level 4: Coats: 3 coat; Level 5: Sq Ft
277 |  | Interior | Wall | Plaster | Level 1: Replace; Level 2: Tear off plaster on wood lath; Level3: Application: coating only; Level 4: Coats: Thin coat; Level 5: Sq Ft
278 |  | Interior | Wall | Plaster | Level 1: Replace; Level 2: Tear off plaster on wood lath; Level3: Application: coating only; Level 4: Coats: 2 coat; Level 5: Sq Ft
279 |  | Interior | Wall | Plaster | Level 1: Replace; Level 2: Tear off plaster on wood lath; Level3: Application: coating only; Level 4: Coats: 3 coat; Level 5: Sq Ft
280 |  | Interior | Wall | Trim - Crown molding | Level 1: Crown molding; Level 2: Clean; Level3: Light; Level 4: Sq Ft
281 |  | Interior | Wall | Trim - Crown molding | Level 1: Crown molding; Level 2: Clean; Level3: Heavy; Level 4: Sq Ft
282 |  | Interior | Wall | Trim - Crown molding | Level 1: Crown molding; Level 2: Detach and reset; Level3: Sq Ft
283 |  | Interior | Wall | Trim - Crown molding | Level 1: Crown molding; Level 2: Detach and reset; Level3: Finish: Paint; Level 4: Sq Ft
284 |  | Interior | Wall | Trim - Crown molding | Level 1: Crown molding; Level 2: Detach and reset; Level3: Finish: stain; Level 4: Sq Ft
285 |  | Interior | Wall | Trim - Crown molding | Crown molding | Replace | 1 Piece | Material: MDF | Size: 2-1/4” | Linear Footage
286 |  | Interior | Wall | Trim - Crown molding | Crown molding | Replace | 1 Piece | Material: MDF | Size: 3-1/4” | Linear Footage
287 |  | Interior | Wall | Trim - Crown molding | Crown molding | Replace | 1 Piece | Material: MDF | Size: 4-1/4” | Linear Footage
288 |  | Interior | Wall | Trim - Crown molding | Crown molding | Replace | 1 Piece | Material: MDF | Size: 5-1/4” | Linear Footage
289 |  | Interior | Wall | Trim - Crown molding | Crown molding | Replace | 1 Piece | Material: MDF | Size: 5-3/8”-6” | Linear Footage
290 |  | Interior | Wall | Trim - Crown molding | Crown molding | Replace | 1 Piece | Material: MDF | Size: 6-1/8”-7” | Linear Footage
291 |  | Interior | Wall | Trim - Crown molding | Crown molding | Replace | 1 Piece | Material: Pine(finger joint) | Size: 2-1/4” | Linear Footage
292 |  | Interior | Wall | Trim - Crown molding | Crown molding | Replace | 1 Piece | Material: Pine(finger joint) | Size: 3-1/4” | Linear Footage
293 |  | Interior | Wall | Trim - Crown molding | Crown molding | Replace | 1 Piece | Material: Pine(finger joint) | Size: 4-1/4” | Linear Footage
294 |  | Interior | Wall | Trim - Crown molding | Crown molding | Replace | 1 Piece | Material: Pine(finger joint) | Size: 5-1/4” | Linear Footage
295 |  | Interior | Wall | Trim - Crown molding | Crown molding | Replace | 1 Piece | Material: Pine(finger joint) | Size: 5-3/8”-6” | Linear Footage
296 |  | Interior | Wall | Trim - Crown molding | Crown molding | Replace | 1 Piece | Material: Pine(finger joint) | Size: 6-1/8”-7” | Linear Footage
297 |  | Interior | Wall | Trim - Crown molding | Crown molding | Replace | 1 Piece | Material: Hardwood | Size: 2-1/4” | Linear Footage
298 |  | Interior | Wall | Trim - Crown molding | Crown molding | Replace | 1 Piece | Material: Hardwood | Size: 3-1/4” | Linear Footage
299 |  | Interior | Wall | Trim - Crown molding | Crown molding | Replace | 1 Piece | Material: Hardwood | Size: 4-1/4” | Linear Footage
300 |  | Interior | Wall | Trim - Crown molding | Crown molding | Replace | 1 Piece | Material: Hardwood | Size: 5-1/4” | Linear Footage
301 |  | Interior | Wall | Trim - Crown molding | Crown molding | Replace | 1 Piece | Material: Hardwood | Size: 5-3/8”-6” | Linear Footage
302 |  | Interior | Wall | Trim - Crown molding | Crown molding | Replace | 1 Piece | Material: Hardwood | Size: 6-1/8”-7” | Linear Footage
303 |  | Interior | Wall | Trim - Crown molding | Crown molding | Replace | 2 piece | Material: MDF | Size: 2-1/4” | Linear Footage
304 |  | Interior | Wall | Trim - Crown molding | Crown molding | Replace | 2 piece | Material: MDF | Size: 3-1/4” | Linear Footage
305 |  | Interior | Wall | Trim - Crown molding | Crown molding | Replace | 2 piece | Material: MDF | Size: 4-1/4” | Linear Footage
306 |  | Interior | Wall | Trim - Crown molding | Crown molding | Replace | 2 piece | Material: MDF | Size: 5-1/4” | Linear Footage
307 |  | Interior | Wall | Trim - Crown molding | Crown molding | Replace | 2 piece | Material: MDF | Size: 5-3/8”-6” | Linear Footage
308 |  | Interior | Wall | Trim - Crown molding | Crown molding | Replace | 2 piece | Material: MDF | Size: 6-1/8”-7” | Linear Footage
309 |  | Interior | Wall | Trim - Crown molding | Crown molding | Replace | 2 piece | Material: Pine(finger joint) | Size: 2-1/4” | Linear Footage
310 |  | Interior | Wall | Trim - Crown molding | Crown molding | Replace | 2 piece | Material: Pine(finger joint) | Size: 3-1/4” | Linear Footage
311 |  | Interior | Wall | Trim - Crown molding | Crown molding | Replace | 2 piece | Material: Pine(finger joint) | Size: 4-1/4” | Linear Footage
312 |  | Interior | Wall | Trim - Crown molding | Crown molding | Replace | 2 piece | Material: Pine(finger joint) | Size: 5-1/4” | Linear Footage
313 |  | Interior | Wall | Trim - Crown molding | Crown molding | Replace | 2 piece | Material: Pine(finger joint) | Size: 5-3/8”-6” | Linear Footage
314 |  | Interior | Wall | Trim - Crown molding | Crown molding | Replace | 2 piece | Material: Pine(finger joint) | Size: 6-1/8”-7” | Linear Footage
315 |  | Interior | Wall | Trim - Crown molding | Crown molding | Replace | 2 piece | Material: Hardwood | Size: 2-1/4” | Linear Footage
316 |  | Interior | Wall | Trim - Crown molding | Crown molding | Replace | 2 piece | Material: Hardwood | Size: 3-1/4” | Linear Footage
317 |  | Interior | Wall | Trim - Crown molding | Crown molding | Replace | 2 piece | Material: Hardwood | Size: 4-1/4” | Linear Footage
318 |  | Interior | Wall | Trim - Crown molding | Crown molding | Replace | 2 piece | Material: Hardwood | Size: 5-1/4” | Linear Footage
319 |  | Interior | Wall | Trim - Crown molding | Crown molding | Replace | 2 piece | Material: Hardwood | Size: 5-3/8”-6” | Linear Footage
320 |  | Interior | Wall | Trim - Crown molding | Crown molding | Replace | 2 piece | Material: Hardwood | Size: 6-1/8”-7” | Linear Footage
321 |  | Interior | Wall | Trim - Crown molding | Crown molding | Replace | 3 piece | Material: MDF | Size: 2-1/4” | Linear Footage
322 |  | Interior | Wall | Trim - Crown molding | Crown molding | Replace | 3 piece | Material: MDF | Size: 3-1/4” | Linear Footage
323 |  | Interior | Wall | Trim - Crown molding | Crown molding | Replace | 3 piece | Material: MDF | Size: 4-1/4” | Linear Footage
324 |  | Interior | Wall | Trim - Crown molding | Crown molding | Replace | 3 piece | Material: MDF | Size: 5-1/4” | Linear Footage
325 |  | Interior | Wall | Trim - Crown molding | Crown molding | Replace | 3 piece | Material: MDF | Size: 5-3/8”-6” | Linear Footage
326 |  | Interior | Wall | Trim - Crown molding | Crown molding | Replace | 3 piece | Material: MDF | Size: 6-1/8”-7” | Linear Footage
327 |  | Interior | Wall | Trim - Crown molding | Crown molding | Replace | 3 piece | Material: Pine(finger joint) | Size: 2-1/4” | Linear Footage
328 |  | Interior | Wall | Trim - Crown molding | Crown molding | Replace | 3 piece | Material: Pine(finger joint) | Size: 3-1/4” | Linear Footage
329 |  | Interior | Wall | Trim - Crown molding | Crown molding | Replace | 3 piece | Material: Pine(finger joint) | Size: 4-1/4” | Linear Footage
330 |  | Interior | Wall | Trim - Crown molding | Crown molding | Replace | 3 piece | Material: Pine(finger joint) | Size: 5-1/4” | Linear Footage
331 |  | Interior | Wall | Trim - Crown molding | Crown molding | Replace | 3 piece | Material: Pine(finger joint) | Size: 5-3/8”-6” | Linear Footage
332 |  | Interior | Wall | Trim - Crown molding | Crown molding | Replace | 3 piece | Material: Pine(finger joint) | Size: 6-1/8”-7” | Linear Footage
333 |  | Interior | Wall | Trim - Crown molding | Crown molding | Replace | 3 piece | Material: Hardwood | Size: 2-1/4” | Linear Footage
334 |  | Interior | Wall | Trim - Crown molding | Crown molding | Replace | 3 piece | Material: Hardwood | Size: 3-1/4” | Linear Footage
335 |  | Interior | Wall | Trim - Crown molding | Crown molding | Replace | 3 piece | Material: Hardwood | Size: 4-1/4” | Linear Footage
336 |  | Interior | Wall | Trim - Crown molding | Crown molding | Replace | 3 piece | Material: Hardwood | Size: 5-1/4” | Linear Footage
337 |  | Interior | Wall | Trim - Crown molding | Crown molding | Replace | 3 piece | Material: Hardwood | Size: 5-3/8”-6” | Linear Footage
338 |  | Interior | Wall | Trim - Crown molding | Crown molding | Replace | 3 piece | Material: Hardwood | Size: 6-1/8”-7” | Linear Footage
339 |  | Interior | Wall | Trim - Crown molding | Level 1: Crown molding; Level 2: Replace; Level3: Finish: Paint; Level 4: Linear Footage
340 |  | Interior | Wall | Trim - Crown molding | Level 1: Crown molding; Level 2: Replace; Level3: Finish: Stain; Level 4: Linear Footage
341 |  | Interior | Wall | Trim - Crown molding | Level 1: Chair Rail; Level 2: Clean; Level3: Light; Level 4: Sq Ft
342 |  | Interior | Wall | Trim - Crown molding | Level 1: Chair Rail; Level 2: Clean; Level3: Heavy; Level 4: Sq Ft
343 |  | Interior | Wall | Trim - Crown molding | Level 1: Chair Rail; Level 2: Replace; Level3: Size: 2-1/2”; Level 4: Material: Hardwood; Level 5: Linear Footage
344 |  | Interior | Wall | Trim - Crown molding | Level 1: Chair Rail; Level 2: Replace; Level3: Size: 2-1/2”; Level 4: Material: finger joint; Level 5: Linear Footage
345 |  | Interior | Wall | Trim - Crown molding | Level 1: Chair Rail; Level 2: Replace; Level3: Size: 2-1/2”; Level 4: Material: MDF; Level 5: Linear Footage
346 |  | Interior | Wall | Trim - Crown molding | Level 1: Chair Rail; Level 2: Replace; Level3: Size: 3-1/4” (oversized); Level 4: Material: Hardwood; Level 5: Linear Footage
347 |  | Interior | Wall | Trim - Crown molding | Level 1: Chair Rail; Level 2: Replace; Level3: Size: 3-1/4” (oversized); Level 4: Material: finger joint; Level 5: Linear Footage
348 |  | Interior | Wall | Trim - Crown molding | Level 1: Chair Rail; Level 2: Replace; Level3: Size: 3-1/4” (oversized); Level 4: Material: MDF; Level 5: Linear Footage
349 |  | Interior | Wall | Trim - Crown molding | Level 1: Chair Rail; Level 2: Replace; Level3: Finish: Paint; Level 4: Linear Footage
350 |  | Interior | Wall | Trim - Crown molding | Level 1: Chair Rail; Level 2: Replace; Level3: Finish: stain; Level 4: Linear Footage
351 |  | Interior | Wall | Trim - Crown molding | Level 1: Chair Rail; Level 2: Detach and reset; Level3: Finish: Paint; Level 4: Linear Footage
352 |  | Interior | Wall | Trim - Crown molding | Level 1: Chair Rail; Level 2: Detach and reset; Level3: Finish: stain; Level 4: Linear Footage
353 |  | Interior | Wall | Trim - Crown molding | Level 1: Window Trim; Level 2: Trim Board; Level3: Clean; Level 4: Light; Level 5: Sq Ft
354 |  | Interior | Wall | Trim - Crown molding | Level 1: Window Trim; Level 2: Trim Board; Level3: Clean; Level 4: Heavy; Level 5: Sq Ft
355 |  | Interior | Wall | Trim - Crown molding | Window Trim | Trim Board | Replace | Size: ½”x4" | Material: Pine | Finish: paint | Linear Footage
356 |  | Interior | Wall | Trim - Crown molding | Window Trim | Trim Board | Replace | Size: ½”x4" | Material: Pine | Finish: Stain | Linear Footage
357 |  | Interior | Wall | Trim - Crown molding | Window Trim | Trim Board | Replace | Size: ½”x4" | Material: Cedar | Finish: paint | Linear Footage
358 |  | Interior | Wall | Trim - Crown molding | Window Trim | Trim Board | Replace | Size: ½”x4" | Material: Cedar | Finish: Stain | Linear Footage
359 |  | Interior | Wall | Trim - Crown molding | Window Trim | Trim Board | Replace | Size: ½”x4" | Material: Redwood | Finish: paint | Linear Footage
360 |  | Interior | Wall | Trim - Crown molding | Window Trim | Trim Board | Replace | Size: ½”x4" | Material: Redwood | Finish: Stain | Linear Footage
361 |  | Interior | Wall | Trim - Crown molding | Window Trim | Trim Board | Replace | Size: ½”x4" | Material: Hardwood (oak or like) | Finish: paint | Linear Footage
362 |  | Interior | Wall | Trim - Crown molding | Window Trim | Trim Board | Replace | Size: ½”x4" | Material: Hardwood (oak or like) | Finish: Stain | Linear Footage
363 |  | Interior | Wall | Trim - Crown molding | Window Trim | Trim Board | Replace | Size: ½”x6” | Material: Pine | Finish: paint | Linear Footage
364 |  | Interior | Wall | Trim - Crown molding | Window Trim | Trim Board | Replace | Size: ½”x6” | Material: Pine | Finish: Stain | Linear Footage
365 |  | Interior | Wall | Trim - Crown molding | Window Trim | Trim Board | Replace | Size: ½”x6” | Material: Cedar | Finish: paint | Linear Footage
366 |  | Interior | Wall | Trim - Crown molding | Window Trim | Trim Board | Replace | Size: ½”x6” | Material: Cedar | Finish: Stain | Linear Footage
367 |  | Interior | Wall | Trim - Crown molding | Window Trim | Trim Board | Replace | Size: ½”x6” | Material: Redwood | Finish: paint | Linear Footage
368 |  | Interior | Wall | Trim - Crown molding | Window Trim | Trim Board | Replace | Size: ½”x6” | Material: Redwood | Finish: Stain | Linear Footage
369 |  | Interior | Wall | Trim - Crown molding | Window Trim | Trim Board | Replace | Size: ½”x6” | Material: Hardwood (oak or like) | Finish: paint | Linear Footage
370 |  | Interior | Wall | Trim - Crown molding | Window Trim | Trim Board | Replace | Size: ½”x6” | Material: Hardwood (oak or like) | Finish: Stain | Linear Footage
371 |  | Interior | Wall | Trim - Crown molding | Window Trim | Trim Board | Replace | Size: 1x2” | Material: Pine | Finish: paint | Linear Footage
372 |  | Interior | Wall | Trim - Crown molding | Window Trim | Trim Board | Replace | Size: 1x2” | Material: Pine | Finish: Stain | Linear Footage
373 |  | Interior | Wall | Trim - Crown molding | Window Trim | Trim Board | Replace | Size: 1x2” | Material: Cedar | Finish: paint | Linear Footage
374 |  | Interior | Wall | Trim - Crown molding | Window Trim | Trim Board | Replace | Size: 1x2” | Material: Cedar | Finish: Stain | Linear Footage
375 |  | Interior | Wall | Trim - Crown molding | Window Trim | Trim Board | Replace | Size: 1x2” | Material: Redwood | Finish: paint | Linear Footage
376 |  | Interior | Wall | Trim - Crown molding | Window Trim | Trim Board | Replace | Size: 1x2” | Material: Redwood | Finish: Stain | Linear Footage
377 |  | Interior | Wall | Trim - Crown molding | Window Trim | Trim Board | Replace | Size: 1x2” | Material: Hardwood (oak or like) | Finish: paint | Linear Footage
378 |  | Interior | Wall | Trim - Crown molding | Window Trim | Trim Board | Replace | Size: 1x2” | Material: Hardwood (oak or like) | Finish: Stain | Linear Footage
379 |  | Interior | Wall | Trim - Crown molding | Window Trim | Trim Board | Replace | Size: 1x4” | Material: Pine | Finish: paint | Linear Footage
380 |  | Interior | Wall | Trim - Crown molding | Window Trim | Trim Board | Replace | Size: 1x4” | Material: Pine | Finish: Stain | Linear Footage
381 |  | Interior | Wall | Trim - Crown molding | Window Trim | Trim Board | Replace | Size: 1x4” | Material: Cedar | Finish: paint | Linear Footage
382 |  | Interior | Wall | Trim - Crown molding | Window Trim | Trim Board | Replace | Size: 1x4” | Material: Cedar | Finish: Stain | Linear Footage
383 |  | Interior | Wall | Trim - Crown molding | Window Trim | Trim Board | Replace | Size: 1x4” | Material: Redwood | Finish: paint | Linear Footage
384 |  | Interior | Wall | Trim - Crown molding | Window Trim | Trim Board | Replace | Size: 1x4” | Material: Redwood | Finish: Stain | Linear Footage
385 |  | Interior | Wall | Trim - Crown molding | Window Trim | Trim Board | Replace | Size: 1x4” | Material: Hardwood (oak or like) | Finish: paint | Linear Footage
386 |  | Interior | Wall | Trim - Crown molding | Window Trim | Trim Board | Replace | Size: 1x4” | Material: Hardwood (oak or like) | Finish: Stain | Linear Footage
387 |  | Interior | Wall | Trim - Crown molding | Window Trim | Trim Board | Replace | Size: 1x6” | Material: Pine | Finish: paint | Linear Footage
388 |  | Interior | Wall | Trim - Crown molding | Window Trim | Trim Board | Replace | Size: 1x6” | Material: Pine | Finish: Stain | Linear Footage
389 |  | Interior | Wall | Trim - Crown molding | Window Trim | Trim Board | Replace | Size: 1x6” | Material: Cedar | Finish: paint | Linear Footage
390 |  | Interior | Wall | Trim - Crown molding | Window Trim | Trim Board | Replace | Size: 1x6” | Material: Cedar | Finish: Stain | Linear Footage
391 |  | Interior | Wall | Trim - Crown molding | Window Trim | Trim Board | Replace | Size: 1x6” | Material: Redwood | Finish: paint | Linear Footage
392 |  | Interior | Wall | Trim - Crown molding | Window Trim | Trim Board | Replace | Size: 1x6” | Material: Redwood | Finish: Stain | Linear Footage
393 |  | Interior | Wall | Trim - Crown molding | Window Trim | Trim Board | Replace | Size: 1x6” | Material: Hardwood (oak or like) | Finish: paint | Linear Footage
394 |  | Interior | Wall | Trim - Crown molding | Window Trim | Trim Board | Replace | Size: 1x6” | Material: Hardwood (oak or like) | Finish: Stain | Linear Footage
395 |  | Interior | Wall | Trim - Crown molding | Window Trim | Trim Board | Replace | Size: 1x8” | Material: Pine | Finish: paint | Linear Footage
396 |  | Interior | Wall | Trim - Crown molding | Window Trim | Trim Board | Replace | Size: 1x8” | Material: Pine | Finish: Stain | Linear Footage
397 |  | Interior | Wall | Trim - Crown molding | Window Trim | Trim Board | Replace | Size: 1x8” | Material: Cedar | Finish: paint | Linear Footage
398 |  | Interior | Wall | Trim - Crown molding | Window Trim | Trim Board | Replace | Size: 1x8” | Material: Cedar | Finish: Stain | Linear Footage
399 |  | Interior | Wall | Trim - Crown molding | Window Trim | Trim Board | Replace | Size: 1x8” | Material: Redwood | Finish: paint | Linear Footage
400 |  | Interior | Wall | Trim - Crown molding | Window Trim | Trim Board | Replace | Size: 1x8” | Material: Redwood | Finish: Stain | Linear Footage
401 |  | Interior | Wall | Trim - Crown molding | Window Trim | Trim Board | Replace | Size: 1x8” | Material: Hardwood (oak or like) | Finish: paint | Linear Footage
402 |  | Interior | Wall | Trim - Crown molding | Window Trim | Trim Board | Replace | Size: 1x8” | Material: Hardwood (oak or like) | Finish: Stain | Linear Footage
403 |  | Interior | Wall | Trim - Crown molding | Level 1: Window Trim; Level 2: Trim Board; Level3: Detach and Reset; Level 4: Finish: paint; Level 5: Linear Footage
404 |  | Interior | Wall | Trim - Crown molding | Level 1: Window Trim; Level 2: Trim Board; Level3: Detach and Reset; Level 4: Finish: Stain; Level 5: Linear Footage
405 |  | Interior | Wall | Trim - Crown molding | Level 1: Window Trim; Level 2: Casing; Level3: Clean; Level 4: Light; Level 5: Sq Ft
406 |  | Interior | Wall | Trim - Crown molding | Level 1: Window Trim; Level 2: Casing; Level3: Clean; Level 4: Heavy; Level 5: Sq Ft
407 |  | Interior | Wall | Trim - Crown molding | Window Trim | Casing | Replace | Size: 2-1/4” | Material: Pine | Finish: paint | Linear Footage
408 |  | Interior | Wall | Trim - Crown molding | Window Trim | Casing | Replace | Size: 2-1/4” | Material: Pine | Finish: Stain | Linear Footage
409 |  | Interior | Wall | Trim - Crown molding | Window Trim | Casing | Replace | Size: 2-1/4” | Material: Cedar | Finish: paint | Linear Footage
410 |  | Interior | Wall | Trim - Crown molding | Window Trim | Casing | Replace | Size: 2-1/4” | Material: Cedar | Finish: Stain | Linear Footage
411 |  | Interior | Wall | Trim - Crown molding | Window Trim | Casing | Replace | Size: 2-1/4” | Material: Redwood | Finish: paint | Linear Footage
412 |  | Interior | Wall | Trim - Crown molding | Window Trim | Casing | Replace | Size: 2-1/4” | Material: Redwood | Finish: Stain | Linear Footage
413 |  | Interior | Wall | Trim - Crown molding | Window Trim | Casing | Replace | Size: 2-1/4” | Material: Hardwood (oak or like) | Finish: paint | Linear Footage
414 |  | Interior | Wall | Trim - Crown molding | Window Trim | Casing | Replace | Size: 2-1/4” | Material: Hardwood (oak or like) | Finish: Stain | Linear Footage
415 |  | Interior | Wall | Trim - Crown molding | Window Trim | Casing | Replace | Size: 3-1/4” | Material: Pine | Finish: paint | Linear Footage
416 |  | Interior | Wall | Trim - Crown molding | Window Trim | Casing | Replace | Size: 3-1/4” | Material: Pine | Finish: Stain | Linear Footage
417 |  | Interior | Wall | Trim - Crown molding | Window Trim | Casing | Replace | Size: 3-1/4” | Material: Cedar | Finish: paint | Linear Footage
418 |  | Interior | Wall | Trim - Crown molding | Window Trim | Casing | Replace | Size: 3-1/4” | Material: Cedar | Finish: Stain | Linear Footage
419 |  | Interior | Wall | Trim - Crown molding | Window Trim | Casing | Replace | Size: 3-1/4” | Material: Redwood | Finish: paint | Linear Footage
420 |  | Interior | Wall | Trim - Crown molding | Window Trim | Casing | Replace | Size: 3-1/4” | Material: Redwood | Finish: Stain | Linear Footage
421 |  | Interior | Wall | Trim - Crown molding | Window Trim | Casing | Replace | Size: 3-1/4” | Material: Hardwood (oak or like) | Finish: paint | Linear Footage
422 |  | Interior | Wall | Trim - Crown molding | Window Trim | Casing | Replace | Size: 3-1/4” | Material: Hardwood (oak or like) | Finish: Stain | Linear Footage
423 |  | Interior | Wall | Trim - Crown molding | Window Trim | Casing | Replace | Size: 4” | Material: Pine | Finish: paint | Linear Footage
424 |  | Interior | Wall | Trim - Crown molding | Window Trim | Casing | Replace | Size: 4” | Material: Pine | Finish: Stain | Linear Footage
425 |  | Interior | Wall | Trim - Crown molding | Window Trim | Casing | Replace | Size: 4” | Material: Cedar | Finish: paint | Linear Footage
426 |  | Interior | Wall | Trim - Crown molding | Window Trim | Casing | Replace | Size: 4” | Material: Cedar | Finish: Stain | Linear Footage
427 |  | Interior | Wall | Trim - Crown molding | Window Trim | Casing | Replace | Size: 4” | Material: Redwood | Finish: paint | Linear Footage
428 |  | Interior | Wall | Trim - Crown molding | Window Trim | Casing | Replace | Size: 4” | Material: Redwood | Finish: Stain | Linear Footage
429 |  | Interior | Wall | Trim - Crown molding | Window Trim | Casing | Replace | Size: 4” | Material: Hardwood (oak or like) | Finish: paint | Linear Footage
430 |  | Interior | Wall | Trim - Crown molding | Window Trim | Casing | Replace | Size: 4” | Material: Hardwood (oak or like) | Finish: Stain | Linear Footage
431 |  | Interior | Wall | Trim - Crown molding | Window Trim | Casing | Replace | Size: 5” | Material: Pine | Finish: paint | Linear Footage
432 |  | Interior | Wall | Trim - Crown molding | Window Trim | Casing | Replace | Size: 5” | Material: Pine | Finish: Stain | Linear Footage
433 |  | Interior | Wall | Trim - Crown molding | Window Trim | Casing | Replace | Size: 5” | Material: Cedar | Finish: paint | Linear Footage
434 |  | Interior | Wall | Trim - Crown molding | Window Trim | Casing | Replace | Size: 5” | Material: Cedar | Finish: Stain | Linear Footage
435 |  | Interior | Wall | Trim - Crown molding | Window Trim | Casing | Replace | Size: 5” | Material: Redwood | Finish: paint | Linear Footage
436 |  | Interior | Wall | Trim - Crown molding | Window Trim | Casing | Replace | Size: 5” | Material: Redwood | Finish: Stain | Linear Footage
437 |  | Interior | Wall | Trim - Crown molding | Window Trim | Casing | Replace | Size: 5” | Material: Hardwood (oak or like) | Finish: paint | Linear Footage
438 |  | Interior | Wall | Trim - Crown molding | Window Trim | Casing | Replace | Size: 5” | Material: Hardwood (oak or like) | Finish: Stain | Linear Footage
439 |  | Interior | Wall | Trim - Crown molding | Level 1: Window Trim; Level 2: Casing; Level3: Detach and Reset; Level 4: Finish: paint; Level 5: Linear Footage
440 |  | Interior | Wall | Trim - Crown molding | Level 1: Window Trim; Level 2: Casing; Level3: Detach and Reset; Level 4: Finish: Stain; Level 5: Linear Footage
441 |  | Interior | Wall | Trim - Crown molding | Level 1: Window Trim; Level 2: Cove Molding; Level3: Clean; Level 4: Light; Level 5: Sq Ft
442 |  | Interior | Wall | Trim - Crown molding | Level 1: Window Trim; Level 2: Cove Molding; Level3: Clean; Level 4: Heavy; Level 5: Sq Ft
443 |  | Interior | Wall | Trim - Crown molding | Window Trim | Cove Molding | Replace | Grade: Standard | Finish: paint | Linear Footage
444 |  | Interior | Wall | Trim - Crown molding | Window Trim | Cove Molding | Replace | Grade: Standard | Finish: Stain | Linear Footage
445 |  | Interior | Wall | Trim - Crown molding | Window Trim | Cove Molding | Replace | Grade: Stain Grade | Finish: paint | Linear Footage
446 |  | Interior | Wall | Trim - Crown molding | Window Trim | Cove Molding | Replace | Grade: Stain Grade | Finish: Stain | Linear Footage
447 |  | Interior | Wall | Trim - Crown molding | Window Trim | Cove Molding | Replace | Grade: Hardwood | Finish: paint | Linear Footage
448 |  | Interior | Wall | Trim - Crown molding | Window Trim | Cove Molding | Replace | Grade: Hardwood | Finish: Stain | Linear Footage
449 |  | Interior | Wall | Trim - Crown molding | Level 1: Window Trim; Level 2: Cove Molding; Level3: Detach and Reset; Level 4: Finish: paint; Level 5: Linear Footage
450 |  | Interior | Wall | Trim - Crown molding | Level 1: Window Trim; Level 2: Cove Molding; Level3: Detach and Reset; Level 4: Finish: Stain; Level 5: Linear Footage
451 |  | Interior | Wall | Trim - Crown molding | Level 1: Window Trim; Level 2: Stool/Apron; Level3: Clean; Level 4: Light; Level 5: Sq Ft
452 |  | Interior | Wall | Trim - Crown molding | Level 1: Window Trim; Level 2: Stool/Apron; Level3: Clean; Level 4: Heavy; Level 5: Sq Ft
453 |  | Interior | Wall | Trim - Crown molding | Level 1: Window Trim; Level 2: Stool/Apron; Level3: replace; Level 4: Finish: paint; Level 5: Linear Footage
454 |  | Interior | Wall | Trim - Crown molding | Level 1: Window Trim; Level 2: Stool/Apron; Level3: replace; Level 4: Finish: Stain; Level 5: Linear Footage
455 |  | Interior | Wall | Trim - Crown molding | Level 1: Window Trim; Level 2: Stool/Apron; Level3: Detach and Reset; Level 4: Finish: paint; Level 5: Linear Footage
456 |  | Interior | Wall | Trim - Crown molding | Level 1: Window Trim; Level 2: Stool/Apron; Level3: Detach and Reset; Level 4: Finish: Stain; Level 5: Linear Footage
457 |  | Interior | Wall | Trim - Crown molding | Level 1: Window Trim; Level 2: Window Trim Set (casing/stop); Level3: Clean; Level 4: Light; Level 5: Sq Ft
458 |  | Interior | Wall | Trim - Crown molding | Level 1: Window Trim; Level 2: Window Trim Set (casing/stop); Level3: Clean; Level 4: Heavy; Level 5: Sq Ft
459 |  | Interior | Wall | Trim - Crown molding | Window Trim | Window Trim Set (casing/stop) | Replace | Grade: Standard | Finish: paint | Linear Footage
460 |  | Interior | Wall | Trim - Crown molding | Window Trim | Window Trim Set (casing/stop) | Replace | Grade: Standard | Finish: Stain | Linear Footage
461 |  | Interior | Wall | Trim - Crown molding | Window Trim | Window Trim Set (casing/stop) | Replace | Grade: Stain Grade | Finish: paint | Linear Footage
462 |  | Interior | Wall | Trim - Crown molding | Window Trim | Window Trim Set (casing/stop) | Replace | Grade: Stain Grade | Finish: Stain | Linear Footage
463 |  | Interior | Wall | Trim - Crown molding | Window Trim | Window Trim Set (casing/stop) | Replace | Grade: Hardwood | Finish: paint | Linear Footage
464 |  | Interior | Wall | Trim - Crown molding | Window Trim | Window Trim Set (casing/stop) | Replace | Grade: Hardwood | Finish: Stain | Linear Footage
465 |  | Interior | Wall | Trim - Crown molding | Level 1: Window Trim; Level 2: Window Trim Set (casing/stop); Level3: Detach and Reset; Level 4: Finish: paint; Level 5: Linear Footage
466 |  | Interior | Wall | Trim - Crown molding | Level 1: Window Trim; Level 2: Window Trim Set (casing/stop); Level3: Detach and Reset; Level 4: Finish: Stain; Level 5: Linear Footage
467 |  | Interior | Wall | Trim - Crown molding | Level 1: Window Trim; Level 2: Window Extension Jamb; Level3: Clean; Level 4: Light; Level 5: Sq Ft
468 |  | Interior | Wall | Trim - Crown molding | Level 1: Window Trim; Level 2: Window Extension Jamb; Level3: Clean; Level 4: Heavy; Level 5: Sq Ft
469 |  | Interior | Wall | Trim - Crown molding | Window Trim | Window Extension Jamb | Replace | Size: 11/16”x1-23/32” | Finish: paint | Linear Footage
470 |  | Interior | Wall | Trim - Crown molding | Window Trim | Window Extension Jamb | Replace | Size: 11/16”x1-23/32” | Finish: Stain | Linear Footage
471 |  | Interior | Wall | Trim - Crown molding | Window Trim | Window Extension Jamb | Replace | Size: 11/16”x2-13/32” | Finish: paint | Linear Footage
472 |  | Interior | Wall | Trim - Crown molding | Window Trim | Window Extension Jamb | Replace | Size: 11/16”x2-13/32” | Finish: Stain | Linear Footage
473 |  | Interior | Wall | Trim - Crown molding | Window Trim | Window Extension Jamb | Replace | Size: 11/16x3-23/32” | Finish: paint | Linear Footage
474 |  | Interior | Wall | Trim - Crown molding | Window Trim | Window Extension Jamb | Replace | Size: 11/16x3-23/32” | Finish: Stain | Linear Footage
475 |  | Interior | Wall | Trim - Crown molding | Level 1: Window Trim; Level 2: Window Extension Jamb; Level3: Detach and Reset; Level 4: Finish: paint; Level 5: Linear Footage
476 |  | Interior | Wall | Trim - Crown molding | Level 1: Window Trim; Level 2: Window Extension Jamb; Level3: Detach and Reset; Level 4: Finish: Stain; Level 5: Linear Footage
477 |  | Interior | Wall | Trim - Crown molding | Door Trim | Replace | Size: 2-1/4” | Material: Pine | Finish: paint | Linear Footage
478 |  | Interior | Wall | Trim - Crown molding | Door Trim | Replace | Size: 2-1/4” | Material: Pine | Finish: Stain | Linear Footage
479 |  | Interior | Wall | Trim - Crown molding | Door Trim | Replace | Size: 2-1/4” | Material: MDF | Finish: paint | Linear Footage
480 |  | Interior | Wall | Trim - Crown molding | Door Trim | Replace | Size: 2-1/4” | Material: MDF | Finish: Stain | Linear Footage
481 |  | Interior | Wall | Trim - Crown molding | Door Trim | Replace | Size: 2-1/4” | Material: Hardwood (oak or like) | Finish: paint | Linear Footage
482 |  | Interior | Wall | Trim - Crown molding | Door Trim | Replace | Size: 2-1/4” | Material: Hardwood (oak or like) | Finish: Stain | Linear Footage
483 |  | Interior | Wall | Trim - Crown molding | Door Trim | Replace | Size: 3-1/4” | Material: Pine | Finish: paint | Linear Footage
484 |  | Interior | Wall | Trim - Crown molding | Door Trim | Replace | Size: 3-1/4” | Material: Pine | Finish: Stain | Linear Footage
485 |  | Interior | Wall | Trim - Crown molding | Door Trim | Replace | Size: 3-1/4” | Material: MDF | Finish: paint | Linear Footage
486 |  | Interior | Wall | Trim - Crown molding | Door Trim | Replace | Size: 3-1/4” | Material: MDF | Finish: Stain | Linear Footage
487 |  | Interior | Wall | Trim - Crown molding | Door Trim | Replace | Size: 3-1/4” | Material: Hardwood (oak or like) | Finish: paint | Linear Footage
488 |  | Interior | Wall | Trim - Crown molding | Door Trim | Replace | Size: 3-1/4” | Material: Hardwood (oak or like) | Finish: Stain | Linear Footage
489 |  | Interior | Wall | Trim - Crown molding | Door Trim | Replace | Size: 4” | Material: Pine | Finish: paint | Linear Footage
490 |  | Interior | Wall | Trim - Crown molding | Door Trim | Replace | Size: 4” | Material: Pine | Finish: Stain | Linear Footage
491 |  | Interior | Wall | Trim - Crown molding | Door Trim | Replace | Size: 4” | Material: MDF | Finish: paint | Linear Footage
492 |  | Interior | Wall | Trim - Crown molding | Door Trim | Replace | Size: 4” | Material: MDF | Finish: Stain | Linear Footage
493 |  | Interior | Wall | Trim - Crown molding | Door Trim | Replace | Size: 4” | Material: Hardwood (oak or like) | Finish: paint | Linear Footage
494 |  | Interior | Wall | Trim - Crown molding | Door Trim | Replace | Size: 4” | Material: Hardwood (oak or like) | Finish: Stain | Linear Footage
495 |  | Interior | Wall | Trim - Crown molding | Door Trim | Replace | Size: 5” | Material: Pine | Finish: paint | Linear Footage
496 |  | Interior | Wall | Trim - Crown molding | Door Trim | Replace | Size: 5” | Material: Pine | Finish: Stain | Linear Footage
497 |  | Interior | Wall | Trim - Crown molding | Door Trim | Replace | Size: 5” | Material: MDF | Finish: paint | Linear Footage
498 |  | Interior | Wall | Trim - Crown molding | Door Trim | Replace | Size: 5” | Material: MDF | Finish: Stain | Linear Footage
499 |  | Interior | Wall | Trim - Crown molding | Door Trim | Replace | Size: 5” | Material: Hardwood (oak or like) | Finish: paint | Linear Footage
500 |  | Interior | Wall | Trim - Crown molding | Door Trim | Replace | Size: 5” | Material: Hardwood (oak or like) | Finish: Stain | Linear Footage
501 |  | Interior | Wall | Trim - Crown molding | Level 1: Door Trim; Level 2: Detach and Reset; Level3: Finish: paint; Level 4: Linear Footage
502 |  | Interior | Wall | Trim - Crown molding | Level 1: Door Trim; Level 2: Detach and Reset; Level3: Finish: Stain; Level 4: Linear Footage
503 |  | Interior | Wall | Trim - Crown molding | Level 1: Paneling/Wainscotting; Level 2: Clean; Level3: Light; Level 4: Sq Ft
504 |  | Interior | Wall | Trim - Crown molding | Level 1: Paneling/Wainscotting; Level 2: Clean; Level3: Heavy; Level 4: Sq Ft
505 |  | Interior | Wall | Trim - Crown molding | Paneling/Wainscotting | Replace | Style: Shaker | Material: Solid wood | Grade: Standard | Finish: paint | Linear Footage
506 |  | Interior | Wall | Trim - Crown molding | Paneling/Wainscotting | Replace | Style: Shaker | Material: Solid wood | Grade: Standard | Finish: Stain | Linear Footage
507 |  | Interior | Wall | Trim - Crown molding | Paneling/Wainscotting | Replace | Style: Shaker | Material: Solid wood | Grade: Very Good | Finish: paint | Linear Footage
508 |  | Interior | Wall | Trim - Crown molding | Paneling/Wainscotting | Replace | Style: Shaker | Material: Solid wood | Grade: Very Good | Finish: Stain | Linear Footage
509 |  | Interior | Wall | Trim - Crown molding | Paneling/Wainscotting | Replace | Style: Shaker | Material: Solid wood | Grade: Premium | Finish: paint | Linear Footage
510 |  | Interior | Wall | Trim - Crown molding | Paneling/Wainscotting | Replace | Style: Shaker | Material: Solid wood | Grade: Premium | Finish: Stain | Linear Footage
511 |  | Interior | Wall | Trim - Crown molding | Paneling/Wainscotting | Replace | Style: Shaker | Material: mdf | Grade: Standard | Finish: paint | Linear Footage
512 |  | Interior | Wall | Trim - Crown molding | Paneling/Wainscotting | Replace | Style: Shaker | Material: mdf | Grade: Standard | Finish: Stain | Linear Footage
513 |  | Interior | Wall | Trim - Crown molding | Paneling/Wainscotting | Replace | Style: Shaker | Material: mdf | Grade: Very Good | Finish: paint | Linear Footage
514 |  | Interior | Wall | Trim - Crown molding | Paneling/Wainscotting | Replace | Style: Shaker | Material: mdf | Grade: Very Good | Finish: Stain | Linear Footage
515 |  | Interior | Wall | Trim - Crown molding | Paneling/Wainscotting | Replace | Style: Shaker | Material: mdf | Grade: Premium | Finish: paint | Linear Footage
516 |  | Interior | Wall | Trim - Crown molding | Paneling/Wainscotting | Replace | Style: Shaker | Material: mdf | Grade: Premium | Finish: Stain | Linear Footage
517 |  | Interior | Wall | Trim - Crown molding | Paneling/Wainscotting | Replace | Style: Shaker | Material: Pine | Grade: Standard | Finish: paint | Linear Footage
518 |  | Interior | Wall | Trim - Crown molding | Paneling/Wainscotting | Replace | Style: Shaker | Material: Pine | Grade: Standard | Finish: Stain | Linear Footage
519 |  | Interior | Wall | Trim - Crown molding | Paneling/Wainscotting | Replace | Style: Shaker | Material: Pine | Grade: Very Good | Finish: paint | Linear Footage
520 |  | Interior | Wall | Trim - Crown molding | Paneling/Wainscotting | Replace | Style: Shaker | Material: Pine | Grade: Very Good | Finish: Stain | Linear Footage
521 |  | Interior | Wall | Trim - Crown molding | Paneling/Wainscotting | Replace | Style: Shaker | Material: Pine | Grade: Premium | Finish: paint | Linear Footage
522 |  | Interior | Wall | Trim - Crown molding | Paneling/Wainscotting | Replace | Style: Shaker | Material: Pine | Grade: Premium | Finish: Stain | Linear Footage
523 |  | Interior | Wall | Trim - Crown molding | Paneling/Wainscotting | Replace | Style: Raised Panel | Material: Solid wood | Grade: Standard | Finish: paint | Linear Footage
524 |  | Interior | Wall | Trim - Crown molding | Paneling/Wainscotting | Replace | Style: Raised Panel | Material: Solid wood | Grade: Standard | Finish: Stain | Linear Footage
525 |  | Interior | Wall | Trim - Crown molding | Paneling/Wainscotting | Replace | Style: Raised Panel | Material: Solid wood | Grade: Very Good | Finish: paint | Linear Footage
526 |  | Interior | Wall | Trim - Crown molding | Paneling/Wainscotting | Replace | Style: Raised Panel | Material: Solid wood | Grade: Very Good | Finish: Stain | Linear Footage
527 |  | Interior | Wall | Trim - Crown molding | Paneling/Wainscotting | Replace | Style: Raised Panel | Material: Solid wood | Grade: Premium | Finish: paint | Linear Footage
528 |  | Interior | Wall | Trim - Crown molding | Paneling/Wainscotting | Replace | Style: Raised Panel | Material: Solid wood | Grade: Premium | Finish: Stain | Linear Footage
529 |  | Interior | Wall | Trim - Crown molding | Paneling/Wainscotting | Replace | Style: Raised Panel | Material: mdf | Grade: Standard | Finish: paint | Linear Footage
530 |  | Interior | Wall | Trim - Crown molding | Paneling/Wainscotting | Replace | Style: Raised Panel | Material: mdf | Grade: Standard | Finish: Stain | Linear Footage
531 |  | Interior | Wall | Trim - Crown molding | Paneling/Wainscotting | Replace | Style: Raised Panel | Material: mdf | Grade: Very Good | Finish: paint | Linear Footage
532 |  | Interior | Wall | Trim - Crown molding | Paneling/Wainscotting | Replace | Style: Raised Panel | Material: mdf | Grade: Very Good | Finish: Stain | Linear Footage
533 |  | Interior | Wall | Trim - Crown molding | Paneling/Wainscotting | Replace | Style: Raised Panel | Material: mdf | Grade: Premium | Finish: paint | Linear Footage
534 |  | Interior | Wall | Trim - Crown molding | Paneling/Wainscotting | Replace | Style: Raised Panel | Material: mdf | Grade: Premium | Finish: Stain | Linear Footage
535 |  | Interior | Wall | Trim - Crown molding | Paneling/Wainscotting | Replace | Style: Raised Panel | Material: Pine | Grade: Standard | Finish: paint | Linear Footage
536 |  | Interior | Wall | Trim - Crown molding | Paneling/Wainscotting | Replace | Style: Raised Panel | Material: Pine | Grade: Standard | Finish: Stain | Linear Footage
537 |  | Interior | Wall | Trim - Crown molding | Paneling/Wainscotting | Replace | Style: Raised Panel | Material: Pine | Grade: Very Good | Finish: paint | Linear Footage
538 |  | Interior | Wall | Trim - Crown molding | Paneling/Wainscotting | Replace | Style: Raised Panel | Material: Pine | Grade: Very Good | Finish: Stain | Linear Footage
539 |  | Interior | Wall | Trim - Crown molding | Paneling/Wainscotting | Replace | Style: Raised Panel | Material: Pine | Grade: Premium | Finish: paint | Linear Footage
540 |  | Interior | Wall | Trim - Crown molding | Paneling/Wainscotting | Replace | Style: Raised Panel | Material: Pine | Grade: Premium | Finish: Stain | Linear Footage
541 |  | Interior | Wall | Trim - Crown molding | Paneling/Wainscotting | Replace | Style: Flat Panel w-molding | Material: Solid wood | Grade: Standard | Finish: paint | Linear Footage
542 |  | Interior | Wall | Trim - Crown molding | Paneling/Wainscotting | Replace | Style: Flat Panel w-molding | Material: Solid wood | Grade: Standard | Finish: Stain | Linear Footage
543 |  | Interior | Wall | Trim - Crown molding | Paneling/Wainscotting | Replace | Style: Flat Panel w-molding | Material: Solid wood | Grade: Very Good | Finish: paint | Linear Footage
544 |  | Interior | Wall | Trim - Crown molding | Paneling/Wainscotting | Replace | Style: Flat Panel w-molding | Material: Solid wood | Grade: Very Good | Finish: Stain | Linear Footage
545 |  | Interior | Wall | Trim - Crown molding | Paneling/Wainscotting | Replace | Style: Flat Panel w-molding | Material: Solid wood | Grade: Premium | Finish: paint | Linear Footage
546 |  | Interior | Wall | Trim - Crown molding | Paneling/Wainscotting | Replace | Style: Flat Panel w-molding | Material: Solid wood | Grade: Premium | Finish: Stain | Linear Footage
547 |  | Interior | Wall | Trim - Crown molding | Paneling/Wainscotting | Replace | Style: Flat Panel w-molding | Material: mdf | Grade: Standard | Finish: paint | Linear Footage
548 |  | Interior | Wall | Trim - Crown molding | Paneling/Wainscotting | Replace | Style: Flat Panel w-molding | Material: mdf | Grade: Standard | Finish: Stain | Linear Footage
549 |  | Interior | Wall | Trim - Crown molding | Paneling/Wainscotting | Replace | Style: Flat Panel w-molding | Material: mdf | Grade: Very Good | Finish: paint | Linear Footage
550 |  | Interior | Wall | Trim - Crown molding | Paneling/Wainscotting | Replace | Style: Flat Panel w-molding | Material: mdf | Grade: Very Good | Finish: Stain | Linear Footage
551 |  | Interior | Wall | Trim - Crown molding | Paneling/Wainscotting | Replace | Style: Flat Panel w-molding | Material: mdf | Grade: Premium | Finish: paint | Linear Footage
552 |  | Interior | Wall | Trim - Crown molding | Paneling/Wainscotting | Replace | Style: Flat Panel w-molding | Material: mdf | Grade: Premium | Finish: Stain | Linear Footage
553 |  | Interior | Wall | Trim - Crown molding | Paneling/Wainscotting | Replace | Style: Flat Panel w-molding | Material: Pine | Grade: Standard | Finish: paint | Linear Footage
554 |  | Interior | Wall | Trim - Crown molding | Paneling/Wainscotting | Replace | Style: Flat Panel w-molding | Material: Pine | Grade: Standard | Finish: Stain | Linear Footage
555 |  | Interior | Wall | Trim - Crown molding | Paneling/Wainscotting | Replace | Style: Flat Panel w-molding | Material: Pine | Grade: Very Good | Finish: paint | Linear Footage
556 |  | Interior | Wall | Trim - Crown molding | Paneling/Wainscotting | Replace | Style: Flat Panel w-molding | Material: Pine | Grade: Very Good | Finish: Stain | Linear Footage
557 |  | Interior | Wall | Trim - Crown molding | Paneling/Wainscotting | Replace | Style: Flat Panel w-molding | Material: Pine | Grade: Premium | Finish: paint | Linear Footage
558 |  | Interior | Wall | Trim - Crown molding | Paneling/Wainscotting | Replace | Style: Flat Panel w-molding | Material: Pine | Grade: Premium | Finish: Stain | Linear Footage
559 |  | Interior | Wall | Trim - Crown molding | Paneling/Wainscotting | Replace | Style: Board & Batten | Material: Solid wood | Grade: Standard | Finish: paint | Linear Footage
560 |  | Interior | Wall | Trim - Crown molding | Paneling/Wainscotting | Replace | Style: Board & Batten | Material: Solid wood | Grade: Standard | Finish: Stain | Linear Footage
561 |  | Interior | Wall | Trim - Crown molding | Paneling/Wainscotting | Replace | Style: Board & Batten | Material: Solid wood | Grade: Very Good | Finish: paint | Linear Footage
562 |  | Interior | Wall | Trim - Crown molding | Paneling/Wainscotting | Replace | Style: Board & Batten | Material: Solid wood | Grade: Very Good | Finish: Stain | Linear Footage
563 |  | Interior | Wall | Trim - Crown molding | Paneling/Wainscotting | Replace | Style: Board & Batten | Material: Solid wood | Grade: Premium | Finish: paint | Linear Footage
564 |  | Interior | Wall | Trim - Crown molding | Paneling/Wainscotting | Replace | Style: Board & Batten | Material: Solid wood | Grade: Premium | Finish: Stain | Linear Footage
565 |  | Interior | Wall | Trim - Crown molding | Paneling/Wainscotting | Replace | Style: Board & Batten | Material: mdf | Grade: Standard | Finish: paint | Linear Footage
566 |  | Interior | Wall | Trim - Crown molding | Paneling/Wainscotting | Replace | Style: Board & Batten | Material: mdf | Grade: Standard | Finish: Stain | Linear Footage
567 |  | Interior | Wall | Trim - Crown molding | Paneling/Wainscotting | Replace | Style: Board & Batten | Material: mdf | Grade: Very Good | Finish: paint | Linear Footage
568 |  | Interior | Wall | Trim - Crown molding | Paneling/Wainscotting | Replace | Style: Board & Batten | Material: mdf | Grade: Very Good | Finish: Stain | Linear Footage
569 |  | Interior | Wall | Trim - Crown molding | Paneling/Wainscotting | Replace | Style: Board & Batten | Material: mdf | Grade: Premium | Finish: paint | Linear Footage
570 |  | Interior | Wall | Trim - Crown molding | Paneling/Wainscotting | Replace | Style: Board & Batten | Material: mdf | Grade: Premium | Finish: Stain | Linear Footage
571 |  | Interior | Wall | Trim - Crown molding | Paneling/Wainscotting | Replace | Style: Board & Batten | Material: Pine | Grade: Standard | Finish: paint | Linear Footage
572 |  | Interior | Wall | Trim - Crown molding | Paneling/Wainscotting | Replace | Style: Board & Batten | Material: Pine | Grade: Standard | Finish: Stain | Linear Footage
573 |  | Interior | Wall | Trim - Crown molding | Paneling/Wainscotting | Replace | Style: Board & Batten | Material: Pine | Grade: Very Good | Finish: paint | Linear Footage
574 |  | Interior | Wall | Trim - Crown molding | Paneling/Wainscotting | Replace | Style: Board & Batten | Material: Pine | Grade: Very Good | Finish: Stain | Linear Footage
575 |  | Interior | Wall | Trim - Crown molding | Paneling/Wainscotting | Replace | Style: Board & Batten | Material: Pine | Grade: Premium | Finish: paint | Linear Footage
576 |  | Interior | Wall | Trim - Crown molding | Paneling/Wainscotting | Replace | Style: Board & Batten | Material: Pine | Grade: Premium | Finish: Stain | Linear Footage
577 |  | Interior | Wall | Trim - Crown molding | Paneling/Wainscotting | Replace | Style: Bead Board | Material: Solid wood | Grade: Standard | Finish: paint | Linear Footage
578 |  | Interior | Wall | Trim - Crown molding | Paneling/Wainscotting | Replace | Style: Bead Board | Material: Solid wood | Grade: Standard | Finish: Stain | Linear Footage
579 |  | Interior | Wall | Trim - Crown molding | Paneling/Wainscotting | Replace | Style: Bead Board | Material: Solid wood | Grade: Very Good | Finish: paint | Linear Footage
580 |  | Interior | Wall | Trim - Crown molding | Paneling/Wainscotting | Replace | Style: Bead Board | Material: Solid wood | Grade: Very Good | Finish: Stain | Linear Footage
581 |  | Interior | Wall | Trim - Crown molding | Paneling/Wainscotting | Replace | Style: Bead Board | Material: Solid wood | Grade: Premium | Finish: paint | Linear Footage
582 |  | Interior | Wall | Trim - Crown molding | Paneling/Wainscotting | Replace | Style: Bead Board | Material: Solid wood | Grade: Premium | Finish: Stain | Linear Footage
583 |  | Interior | Wall | Trim - Crown molding | Paneling/Wainscotting | Replace | Style: Bead Board | Material: mdf | Grade: Standard | Finish: paint | Linear Footage
584 |  | Interior | Wall | Trim - Crown molding | Paneling/Wainscotting | Replace | Style: Bead Board | Material: mdf | Grade: Standard | Finish: Stain | Linear Footage
585 |  | Interior | Wall | Trim - Crown molding | Paneling/Wainscotting | Replace | Style: Bead Board | Material: mdf | Grade: Very Good | Finish: paint | Linear Footage
586 |  | Interior | Wall | Trim - Crown molding | Paneling/Wainscotting | Replace | Style: Bead Board | Material: mdf | Grade: Very Good | Finish: Stain | Linear Footage
587 |  | Interior | Wall | Trim - Crown molding | Paneling/Wainscotting | Replace | Style: Bead Board | Material: mdf | Grade: Premium | Finish: paint | Linear Footage
588 |  | Interior | Wall | Trim - Crown molding | Paneling/Wainscotting | Replace | Style: Bead Board | Material: mdf | Grade: Premium | Finish: Stain | Linear Footage
589 |  | Interior | Wall | Trim - Crown molding | Paneling/Wainscotting | Replace | Style: Bead Board | Material: Pine | Grade: Standard | Finish: paint | Linear Footage
590 |  | Interior | Wall | Trim - Crown molding | Paneling/Wainscotting | Replace | Style: Bead Board | Material: Pine | Grade: Standard | Finish: Stain | Linear Footage
591 |  | Interior | Wall | Trim - Crown molding | Paneling/Wainscotting | Replace | Style: Bead Board | Material: Pine | Grade: Very Good | Finish: paint | Linear Footage
592 |  | Interior | Wall | Trim - Crown molding | Paneling/Wainscotting | Replace | Style: Bead Board | Material: Pine | Grade: Very Good | Finish: Stain | Linear Footage
593 |  | Interior | Wall | Trim - Crown molding | Paneling/Wainscotting | Replace | Style: Bead Board | Material: Pine | Grade: Premium | Finish: paint | Linear Footage
594 |  | Interior | Wall | Trim - Crown molding | Paneling/Wainscotting | Replace | Style: Bead Board | Material: Pine | Grade: Premium | Finish: Stain | Linear Footage
595 |  | Interior | Wall | Trim - Crown molding | Level 1: Paneling/Wainscotting; Level 2: Detach and Reset; Level3: Finish: paint; Level 4: Linear Footage
596 |  | Interior | Wall | Trim - Crown molding | Level 1: Paneling/Wainscotting; Level 2: Detach and Reset; Level3: Finish: Stain; Level 4: Linear Footage
597 |  | Interior | Wall | Trim - Crown molding | Level 1: Baseboard; Level 2: Clean; Level3: Light; Level 4: Sq Ft
598 |  | Interior | Wall | Trim - Crown molding | Level 1: Baseboard; Level 2: Clean; Level3: Heavy; Level 4: Sq Ft
599 |  | Interior | Wall | Trim - Crown molding | Level 1: Baseboard; Level 2: Replace; Level3: Size: 2-1/4”; Level 4: Material: Pine; Level 5: Linear Footage
600 |  | Interior | Wall | Trim - Crown molding | Level 1: Baseboard; Level 2: Replace; Level3: Size: 2-1/4”; Level 4: Material: MDF; Level 5: Linear Footage
601 |  | Interior | Wall | Trim - Crown molding | Level 1: Baseboard; Level 2: Replace; Level3: Size: 2-1/4”; Level 4: Material: Hardwood (oak or like); Level 5: Linear Footage
602 |  | Interior | Wall | Trim - Crown molding | Level 1: Baseboard; Level 2: Replace; Level3: Size: 3-1/4”; Level 4: Material: Pine; Level 5: Linear Footage
603 |  | Interior | Wall | Trim - Crown molding | Level 1: Baseboard; Level 2: Replace; Level3: Size: 3-1/4”; Level 4: Material: MDF; Level 5: Linear Footage
604 |  | Interior | Wall | Trim - Crown molding | Level 1: Baseboard; Level 2: Replace; Level3: Size: 3-1/4”; Level 4: Material: Hardwood (oak or like); Level 5: Linear Footage
605 |  | Interior | Wall | Trim - Crown molding | Level 1: Baseboard; Level 2: Replace; Level3: Size: 4”; Level 4: Material: Pine; Level 5: Linear Footage
606 |  | Interior | Wall | Trim - Crown molding | Level 1: Baseboard; Level 2: Replace; Level3: Size: 4”; Level 4: Material: MDF; Level 5: Linear Footage
607 |  | Interior | Wall | Trim - Crown molding | Level 1: Baseboard; Level 2: Replace; Level3: Size: 4”; Level 4: Material: Hardwood (oak or like); Level 5: Linear Footage
608 |  | Interior | Wall | Trim - Crown molding | Level 1: Baseboard; Level 2: Replace; Level3: Size: 5”; Level 4: Material: Pine; Level 5: Linear Footage
609 |  | Interior | Wall | Trim - Crown molding | Level 1: Baseboard; Level 2: Replace; Level3: Size: 5”; Level 4: Material: MDF; Level 5: Linear Footage
610 |  | Interior | Wall | Trim - Crown molding | Level 1: Baseboard; Level 2: Replace; Level3: Size: 5”; Level 4: Material: Hardwood (oak or like); Level 5: Linear Footage
611 |  | Interior | Wall | Trim - Crown molding | Level 1: Baseboard; Level 2: Replace; Level3: Size: 6”; Level 4: Material: Pine; Level 5: Linear Footage
612 |  | Interior | Wall | Trim - Crown molding | Level 1: Baseboard; Level 2: Replace; Level3: Size: 6”; Level 4: Material: MDF; Level 5: Linear Footage
613 |  | Interior | Wall | Trim - Crown molding | Level 1: Baseboard; Level 2: Replace; Level3: Size: 6”; Level 4: Material: Hardwood (oak or like); Level 5: Linear Footage
614 |  | Interior | Wall | Trim - Crown molding | Level 1: Baseboard; Level 2: Replace; Level3: Size: 8”; Level 4: Material: Pine; Level 5: Linear Footage
615 |  | Interior | Wall | Trim - Crown molding | Level 1: Baseboard; Level 2: Replace; Level3: Size: 8”; Level 4: Material: MDF; Level 5: Linear Footage
616 |  | Interior | Wall | Trim - Crown molding | Level 1: Baseboard; Level 2: Replace; Level3: Size: 8”; Level 4: Material: Hardwood (oak or like); Level 5: Linear Footage
617 |  | Interior | Wall | Trim - Crown molding | Level 1: Baseboard; Level 2: Detach and Reset; Level3: Finish: paint; Level 4: Linear Footage
618 |  | Interior | Wall | Trim - Crown molding | Level 1: Baseboard; Level 2: Detach and Reset; Level3: Finish: Stain; Level 4: Linear Footage